{"text_format":"1","workbook":"xlsx","n_sheets":1,"sheets":["Power calculations"],"not_rendered":{"charts":2,"images":1,"macros":1,"external_links":0,"defined_names":0,"comments":0,"pivot_tables":0},"unopened":[],"bounds":{"document_bytes":16777216,"sheet_cells":100000,"rows_first":2000,"rows_last":500,"rows_between":2000,"halvings":0,"cell_chars":16384,"cell_head_chars":4096},"cells_cut":0,"cells_raw":0,"read":"whole","date_system":"1900"}

{"sheet":"Power calculations","index":0,"n_rows":124,"n_cols":194,"rows_kept":124,"cut":false,"hidden":false,"merged":[]}
["Input from the ETM frontend"]
[null,3]
[null,"Type of results (chart)","Power [kW]",null,"(power is the easiest and most interesting to start with. From there load can be calculated)"]
[null,"Future year",2030]
[null,"Electricity demand growth",0.01,"per year"]
[]
[null,"Solar PV",{"$f":"D7/100","v":1},100]
[null,"3kW uncontrolled charging",0,0]
[null,"Electric boiler",0,0]
[null,"Micro CHP",1,100]
[null,"Electric heater",0,0]
[null,"Ground source heat pump",0,0]
[null,"Bivalent heat pump",0,0]
[null,"Air conditioning",0,0]
[]
[]
[null,"(only the technologies currently found in ETM have been included here although the data required to add more is available)"]
[]
[]
[]
[]
[]
[]
[]
[]
[]
[]
[]
[]
[]
[]
[]
["Input from the backend (in the future these things can be moved to the front end to add functionality)"]
[null,"(in future versions it is interesting to allow users to define some of these things for added functionality)"]
[]
[null,"Transformer capacity",160,"kVA","(this can be made network dependent or left to the user)"]
[null,"Cable ampacity",240,"A","(or cable type, this information is available for different types of cables)"]
[null,"# of houses per transformer",51]
[null,"# of houses per cable",21]
[null,"Electricity use",4000,"kWh"]
[null,"Type of household","Average"]
[null,"Solar panel efficiency",0.11541999999999999,null,"(the solar panel data is currently not used in this calculation, however the solar profile below could be adjusted to take these into account)"]
[null,"Solar panel area",15,"m2"]
[]
["Backend data"]
[]
[null,"Future electricity use",{"$f":"C40*(1+C5)^(C4-YEAR(TODAY()))","v":4832.435801774126},"kWh"]
[]
[null,"Strand-Axelsson coefficients",null,null,"(The Strand-Axelsson equation is used to determine the correlation between yearly electricity use and peak load)"]
[null,null,"Alpha","Beta"]
[null,"Average",1.8469999999999999E-4,4.3700000000000003E-2,"(These values were empirically determined by network operators, and vary according to user type)"]
[null,"City",1.8900000000000001E-4,3.2500000000000001E-2]
[null,"Village",2.332E-4,1.5900000000000001E-2]
[null,"Countryside",2.319E-4,2.3400000000000001E-2]
[]
[null,"Converter attributes [kW]"]
[null,null,"P_max,1","P_max,inf"]
[null,"Household load",{"$f":"VLOOKUP(C41,B50:D54,2,FALSE)*C47+VLOOKUP(C41,B50:D54,3,FALSE)*SQRT(C47)","v":3.9303880057802285},1.0663704857142899,"(P_max,1 of the household load is calculated from the electricity use to take into account the growth of electricity demand)"]
[null,"Solar PV",1.5437425000000002,1.5437425000000002,"(Remaining values for P_max,1 need to be specified)"]
[null,"3kW uncontrolled charging",3,0.92803500000000005,"(Values for P_max,inf can be extracted from the load profiles below. P_max,inf = max value in the average profile)"]
[null,"Electric boiler",5.7,1.4334155251141554]
[null,"Micro CHP",1,0.89852027529761902]
[null,"Electric heater",5.5,5.1290597098214281]
[null,"Ground source heat pump",1.5833333333333333,1.5211472284226186]
[null,"Bivalent heat pump",3.75,2.0499999999999998]
[null,"Air conditioning",1.5833333333333333,1.5211472284226186]
[]
[null,"Average load profiles [kW]"]
[null,null,"00:00:00","00:15:00","00:30:00","00:45:00","01:00:00","01:15:00","01:30:00","01:45:00","02:00:00","02:15:00","02:30:00","02:45:00","03:00:00","03:15:00","03:30:00","03:45:00","04:00:00","04:15:00","04:30:00","04:45:00","05:00:00","05:15:00","05:30:00","05:45:00","06:00:00","06:15:00","06:30:00","06:45:00","07:00:00","07:15:00","07:30:00","07:45:00","08:00:00","08:15:00","08:30:00","08:45:00","09:00:00","09:15:00","09:30:00","09:45:00","10:00:00","10:15:00","10:30:00","10:45:00","11:00:00","11:15:00","11:30:00","11:45:00","12:00:00","12:15:00","12:30:00","12:45:00","13:00:00","13:15:00","13:30:00","13:45:00","14:00:00","14:15:00","14:30:00","14:45:00","15:00:00","15:15:00","15:30:00","15:45:00","16:00:00","16:15:00","16:30:00","16:45:00","17:00:00","17:15:00","17:30:00","17:45:00","18:00:00","18:15:00","18:30:00","18:45:00","19:00:00","19:15:00","19:30:00","19:45:00","20:00:00","20:15:00","20:30:00","20:45:00","21:00:00","21:15:00","21:30:00","21:45:00","22:00:00","22:15:00","22:30:00","22:45:00","23:00:00","23:15:00","23:30:00","23:45:00","00:00:00","00:15:00","00:30:00","00:45:00","01:00:00","01:15:00","01:30:00","01:45:00","02:00:00","02:15:00","02:30:00","02:45:00","03:00:00","03:15:00","03:30:00","03:45:00","04:00:00","04:15:00","04:30:00","04:45:00","05:00:00","05:15:00","05:30:00","05:45:00","06:00:00","06:15:00","06:30:00","06:45:00","07:00:00","07:15:00","07:30:00","07:45:00","08:00:00","08:15:00","08:30:00","08:45:00","09:00:00","09:15:00","09:30:00","09:45:00","10:00:00","10:15:00","10:30:00","10:45:00","11:00:00","11:15:00","11:30:00","11:45:00","12:00:00","12:15:00","12:30:00","12:45:00","13:00:00","13:15:00","13:30:00","13:45:00","14:00:00","14:15:00","14:30:00","14:45:00","15:00:00","15:15:00","15:30:00","15:45:00","16:00:00","16:15:00","16:30:00","16:45:00","17:00:00","17:15:00","17:30:00","17:45:00","18:00:00","18:15:00","18:30:00","18:45:00","19:00:00","19:15:00","19:30:00","19:45:00","20:00:00","20:15:00","20:30:00","20:45:00","21:00:00","21:15:00","21:30:00","21:45:00","22:00:00","22:15:00","22:30:00","22:45:00","23:00:00","23:15:00","23:30:00","23:45:00"]
[null,"Household load",0.47808905142857139,0.44637665142857141,0.39972068571428576,0.37781746285714291,0.34317675428571431,0.32767510285714285,0.30483298285714289,0.29598896571428568,0.27896406857142858,0.27102612000000004,0.26155179428571429,0.25857752571428572,0.2529375771428572,0.25016028000000001,0.2476062171428571,0.24772440000000001,0.24881430857142856,0.24615519428571431,0.24337789714285715,0.24422487428571432,0.24540013714285716,0.24719257714285714,0.24390315428571427,0.25014714857142856,0.25503860571428566,0.26340989142857141,0.26958822857142856,0.27652162285714282,0.28957426285714288,0.29920616571428571,0.32584326857142859,0.34406312571428571,0.38175689142857144,0.40171009714285716,0.43546443428571424,0.45283731428571433,0.49085279999999998,0.50609838857142853,0.52565108571428565,0.52767989142857152,0.53471177142857129,0.53656330285714282,0.53957040000000001,0.54197345142857145,0.5471078399999999,0.5492351314285715,0.55304324571428576,0.56090240571428573,0.57111209142857144,0.57790760571428579,0.57912226285714297,0.58256926285714283,0.57980509714285711,0.57679143428571433,0.56491405714285714,0.56113220571428579,0.56023926857142858,0.55289223428571432,0.54232800000000003,0.53620218857142854,0.53366125714285706,0.53324761714285707,0.53657643428571433,0.53728553142857138,0.53374004571428579,0.53224306285714285,0.54135627428571431,0.55140181714285719,0.56675245714285716,0.57685709142857156,0.59734868571428579,0.60995485714285702,0.62566004571428568,0.62307972,0.6168357257142858,0.61360539428571426,0.61917312000000002,0.61883826857142865,0.61659936000000015,0.6151220742857143,0.60948212571428584,0.60392753142857147,0.59015266285714296,0.58381018285714292,0.57384342857142856,0.57000248571428569,0.56827570285714291,0.57333786857142854,0.58655465142857144,0.5974274742857143,0.61368418285714299,0.61636299428571428,0.61623168000000006,0.59976486857142852,0.56386354285714291,0.53181629142857134,0.52945920000000002,0.49938166285714286,0.46030909714285723,0.43600282285714281,0.39712066285714281,0.37860534857142858,0.35357684571428571,0.34177825714285714,0.32392608000000006,0.31313204571428571,0.30273195428571437,0.2960940171428571,0.28634393142857145,0.27996205714285716,0.27539232000000002,0.2726544171428571,0.26777609142857139,0.26155179428571429,0.25598406857142864,0.25287192000000003,0.25390930285714286,0.25656841714285716,0.26118411428571425,0.26744780571428572,0.27276603428571428,0.2783600228571429,0.28516210285714289,0.29765009142857141,0.32347961142857151,0.34299948000000002,0.37500733714285717,0.39698934857142865,0.43184016000000003,0.45772220571428568,0.49886297142857139,0.52872383999999994,0.57725760000000015,0.5982744514285715,0.63109645714285711,0.64880418857142863,0.67716150857142865,0.68689189714285714,0.69010909714285706,0.68794241142857138,0.6853292571428572,0.68605805142857146,0.69775158857142849,0.70710773142857142,0.7282427657142857,0.72885337714285714,0.72154573714285708,0.70992442285714286,0.70352941714285711,0.70366729714285714,0.70851936000000004,0.70782995999999998,0.70287284571428565,0.70045009714285711,0.69759401142857136,0.69694400571428561,0.68819190857142865,0.67846151999999993,0.67802818285714284,0.68498127428571431,0.71663458285714288,0.74306814857142856,0.80944751999999998,0.8639298171428571,0.95468112000000005,1.0005360685714286,1.0550052342857141,1.0663704857142857,1.0640133942857142,1.0543617942857142,1.0437384685714286,1.0432460400000001,1.0420839085714286,1.0387353942857143,1.0377505371428573,1.0296944057142858,1.010358377142857,0.98467330285714283,0.9479053028571427,0.92996120571428564,0.90580594285714278,0.89253006857142858,0.86620155428571433,0.85162566857142852,0.82507392000000002,0.80919802285714293,0.78147757714285704,0.75683645142857148,0.70300415999999999,0.66266441142857146,0.59719110857142854,0.55614226285714286]
[null,"Solar PV",0,0,0,0,0,0,0,0,0,0,0,0,0,2E-3,1.0166666666666701E-2,2.73333333333333E-2,5.06666666666667E-2,7.6999999999999999E-2,0.103833333333334,0.13,0.169833333333333,0.212666666666667,0.253,0.28799999999999998,0.32866666666666705,0.37133333333333296,0.41199999999999998,0.45133333333333298,0.49066666666666703,0.53100000000000003,0.56933333333333302,0.60799999999999998,0.64400000000000002,0.67633333333333301,0.70916666666666694,0.73799999999999999,0.76416666666666699,0.78966666666666696,0.81583333333333408,0.83299999999999996,0.84183333333333299,0.86933333333333307,0.871,0.88533333333333308,0.88866666666666694,0.89166666666666694,0.89166666666666694,0.88933333333333298,0.88733333333333408,0.879,0.87,0.85499999999999998,0.83783333333333299,0.81733333333333302,0.79916666666666702,0.77533333333333299,0.74833333333333407,0.72366666666666701,0.69299999999999995,0.65966666666666696,0.62633333333333407,0.59366666666666701,0.55533333333333401,0.51966666666666694,0.48099999999999998,0.44433333333333297,0.40300000000000002,0.36433333333333295,0.32500000000000001,0.28299999999999997,0.245,0.20699999999999999,0.16816666666666699,0.12833333333333299,9.6333333333333104E-2,6.3333333333333297E-2,3.6999999999999998E-2,1.9E-2,6.8333333333333197E-3,0,0,0,0,0,0,0,0,0,0,0,0,0,0,0,0,0,0,0,0,0,0,0,0,0,0,0,0,0,0,0,0,0,0,0,0,0,0,0,0,0,0,0,0,0,0,0,4.6666666666666697E-3,2.4E-2,5.9833333333333398E-2,9.5666666666666705E-2,0.13450000000000001,0.17199999999999999,0.20733333333333301,0.24033333333333301,0.26983333333333298,0.29566666666666702,0.31566666666666704,0.33200000000000002,0.33933333333333399,0.338666666666667,0.333666666666667,0.32566666666666705,0.31283333333333402,0.29966666666666703,0.28616666666666701,0.26900000000000002,0.2505,0.22966666666666699,0.207666666666667,0.182,0.15,0.101666666666667,7.9666666666666705E-2,7.6333333333333295E-2,6.9000000000000006E-2,4.5333333333333302E-2,2.26666666666667E-2,6.0000000000000001E-3,6.6666666666666502E-4,0,0,0,0,0,0,0,0,0,0,0,0,0,0,0,0,0,0,0,0,0,0,0,0,0,0,0,0,0,0,0,0,0]
[null,"3kW uncontrolled charging",0.74626000000000003,0.71632499999999999,0.69043500000000002,0.65054000000000001,0.61248000000000002,0.57362500000000005,0.53081999999999996,0.48781000000000002,0.45145999999999997,0.42124,0.39125500000000002,0.35866999999999999,0.32944499999999999,0.30458000000000002,0.285665,0.25828000000000001,0.24096999999999999,0.22187999999999999,0.20535500000000001,0.18362000000000001,0.16677500000000001,0.14682999999999999,0.12969,0.11473,0.10047,8.498E-2,7.2505E-2,6.0229999999999999E-2,4.9564999999999998E-2,4.0855000000000002E-2,3.27E-2,2.4465000000000001E-2,2.2009999999999998E-2,1.8859999999999998E-2,1.7399999999999999E-2,1.489E-2,1.338E-2,1.5350000000000001E-2,1.6754999999999999E-2,1.6854999999999998E-2,2.2759999999999999E-2,2.6384999999999999E-2,3.1879999999999999E-2,3.6260000000000001E-2,4.3735000000000003E-2,5.1374999999999997E-2,6.0005000000000003E-2,6.6040000000000001E-2,7.9835000000000003E-2,9.1579999999999995E-2,9.2835000000000001E-2,9.078E-2,9.6460000000000004E-2,0.10477,0.11235000000000001,0.12155000000000001,0.13170999999999999,0.14677000000000001,0.16459499999999999,0.18748500000000001,0.214725,0.25225999999999998,0.27881499999999998,0.31107000000000001,0.35143000000000002,0.41498499999999999,0.47638999999999998,0.55959499999999995,0.64261999999999997,0.72667000000000004,0.79083499999999995,0.85853500000000005,0.90036499999999997,0.92803500000000005,0.91588499999999995,0.89951000000000003,0.88068500000000005,0.87733000000000005,0.86151999999999995,0.86263999999999996,0.85197000000000001,0.85035499999999997,0.83772999999999997,0.83415499999999998,0.82013999999999998,0.81657500000000005,0.80948500000000001,0.79575499999999999,0.80406500000000003,0.81667999999999996,0.81227499999999997,0.81150500000000003,0.80767999999999995,0.80235500000000004,0.79278499999999996,0.75634999999999997,0.74626000000000003,0.71632499999999999,0.69043500000000002,0.65054000000000001,0.61248000000000002,0.57362500000000005,0.53081999999999996,0.48781000000000002,0.45145999999999997,0.42124,0.39125500000000002,0.35866999999999999,0.32944499999999999,0.30458000000000002,0.285665,0.25828000000000001,0.24096999999999999,0.22187999999999999,0.20535500000000001,0.18362000000000001,0.16677500000000001,0.14682999999999999,0.12969,0.11473,0.10047,8.498E-2,7.2505E-2,6.0229999999999999E-2,4.9564999999999998E-2,4.0855000000000002E-2,3.27E-2,2.4465000000000001E-2,2.2009999999999998E-2,1.8859999999999998E-2,1.7399999999999999E-2,1.489E-2,1.338E-2,1.5350000000000001E-2,1.6754999999999999E-2,1.6854999999999998E-2,2.2759999999999999E-2,2.6384999999999999E-2,3.1879999999999999E-2,3.6260000000000001E-2,4.3735000000000003E-2,5.1374999999999997E-2,6.0005000000000003E-2,6.6040000000000001E-2,7.9835000000000003E-2,9.1579999999999995E-2,9.2835000000000001E-2,9.078E-2,9.6460000000000004E-2,0.10477,0.11235000000000001,0.12155000000000001,0.13170999999999999,0.14677000000000001,0.16459499999999999,0.18748500000000001,0.214725,0.25225999999999998,0.27881499999999998,0.31107000000000001,0.35143000000000002,0.41498499999999999,0.47638999999999998,0.55959499999999995,0.64261999999999997,0.72667000000000004,0.79083499999999995,0.85853500000000005,0.90036499999999997,0.92803500000000005,0.91588499999999995,0.89951000000000003,0.88068500000000005,0.87733000000000005,0.86151999999999995,0.86263999999999996,0.85197000000000001,0.85035499999999997,0.83772999999999997,0.83415499999999998,0.82013999999999998,0.81657500000000005,0.80948500000000001,0.79575499999999999,0.80406500000000003,0.81667999999999996,0.81227499999999997,0.81150500000000003,0.80767999999999995,0.80235500000000004,0.79278499999999996,0.75634999999999997]
[null,"Electric boiler",0.19277625570776255,0.14124200913242013,0.10306849315068495,7.0621004566210066E-2,3.8173515981735164E-2,3.8173515981735164E-2,3.8173515981735164E-2,3.6264840182648403E-2,3.2447488584474882E-2,3.4356164383561649E-2,3.6264840182648396E-2,3.8173515981735164E-2,4.0082191780821924E-2,3.0538812785388132E-2,2.6721461187214617E-2,2.2904109589041096E-2,7.6347031963470327E-2,0.12024657534246574,0.16223744292237444,0.21758904109589042,0.35692237442922375,0.49052968036529671,0.60886757990867579,0.72720547945205483,0.88753424657534241,1.0383196347031964,1.1700182648401827,1.2845388127853883,1.397150684931507,1.3990593607305937,1.4124200913242011,1.4334155251141554,1.4200547945205484,1.3666118721461189,1.2597260273972604,1.1528401826484018,1.0593150684931509,0.98296803652968034,0.91807305936073058,0.83790867579908668,0.7691963470319636,0.75392694063926935,0.75201826484018275,0.72911415525114154,0.75774429223744288,0.76347031963470302,0.73865753424657543,0.75965296803652971,0.76728767123287689,0.77683105022831056,0.75392694063926968,0.74056621004566214,0.73674885844748872,0.72338812785388129,0.72338812785388129,0.73293150684931518,0.71575342465753433,0.71957077625570787,0.71193607305936091,0.71002739726027397,0.69475799086757994,0.70430136986301384,0.71766210045662093,0.73102283105022847,0.725296803652968,0.71957077625570787,0.73102283105022836,0.74820091324200921,0.76537899543378995,0.7940091324200913,0.78828310502283094,0.7711050228310502,0.79210045662100459,0.84745205479452057,0.88944292237442935,0.93906849315068519,1.0039634703196347,1.0364109589041097,1.0593150684931509,1.11275799086758,1.1223013698630138,1.1223013698630138,1.0745844748858446,1.0459543378995433,0.96960730593607303,0.8970776255707763,0.85508675799086775,0.80546118721461191,0.73102283105022847,0.67757990867579909,0.60314155251141566,0.56305936073059371,0.48098630136986315,0.41990867579908681,0.33974429223744296,0.26912328767123289,0.19277625570776255,0.14124200913242013,0.10306849315068495,7.0621004566210066E-2,3.8173515981735164E-2,3.8173515981735164E-2,3.8173515981735164E-2,3.6264840182648403E-2,3.2447488584474882E-2,3.4356164383561649E-2,3.6264840182648396E-2,3.8173515981735164E-2,4.0082191780821924E-2,3.0538812785388132E-2,2.6721461187214617E-2,2.2904109589041096E-2,7.6347031963470327E-2,0.12024657534246574,0.16223744292237444,0.21758904109589042,0.35692237442922375,0.49052968036529671,0.60886757990867579,0.72720547945205483,0.88753424657534241,1.0383196347031964,1.1700182648401827,1.2845388127853883,1.397150684931507,1.3990593607305937,1.4124200913242011,1.4334155251141554,1.4200547945205484,1.3666118721461189,1.2597260273972604,1.1528401826484018,1.0593150684931509,0.98296803652968034,0.91807305936073058,0.83790867579908668,0.7691963470319636,0.75392694063926935,0.75201826484018275,0.72911415525114154,0.75774429223744288,0.76347031963470302,0.73865753424657543,0.75965296803652971,0.76728767123287689,0.77683105022831056,0.75392694063926968,0.74056621004566214,0.73674885844748872,0.72338812785388129,0.72338812785388129,0.73293150684931518,0.71575342465753433,0.71957077625570787,0.71193607305936091,0.71002739726027397,0.69475799086757994,0.70430136986301384,0.71766210045662093,0.73102283105022847,0.725296803652968,0.71957077625570787,0.73102283105022836,0.74820091324200921,0.76537899543378995,0.7940091324200913,0.78828310502283094,0.7711050228310502,0.79210045662100459,0.84745205479452057,0.88944292237442935,0.93906849315068519,1.0039634703196347,1.0364109589041097,1.0593150684931509,1.11275799086758,1.1223013698630138,1.1223013698630138,1.0745844748858446,1.0459543378995433,0.96960730593607303,0.8970776255707763,0.85508675799086775,0.80546118721461191,0.73102283105022847,0.67757990867579909,0.60314155251141566,0.56305936073059371,0.48098630136986315,0.41990867579908681,0.33974429223744296,0.26912328767123289]
[null,"Micro CHP",-8.6971507352941194E-2,-7.5269170168067237E-2,-6.5413274684873957E-2,-5.9832917542016806E-2,-5.8437828256302518E-2,-6.0752035189075633E-2,-6.4879858193277309E-2,-7.088694852941177E-2,-7.6877626050420172E-2,-8.1735819327731093E-2,-8.429621848739495E-2,-8.3426339285714288E-2,-7.9331341911764705E-2,-7.2626706932773108E-2,-6.3140099789915971E-2,-5.3259585084033619E-2,-4.4659269957983194E-2,-3.6157431722689079E-2,-2.855829831932773E-2,-2.34375E-2,-2.1484375E-2,-2.1599264705882356E-2,-2.198496586134454E-2,-2.1492581407563025E-2,-2.0622702205882356E-2,-1.901424632352941E-2,-1.8628545168067227E-2,-1.9596901260504201E-2,-2.2050617121848737E-2,-2.5628610819327727E-2,-2.9469209558823532E-2,-3.2349658613445381E-2,-3.3785779936974784E-2,-3.1955751050420166E-2,-2.7532497373949583E-2,-2.1328453256302518E-2,-1.4640231092436975E-2,-8.2474396008403363E-3,-3.8405987394957973E-3,-1.6494879201680672E-3,-7.9602153361344526E-4,-4.3493960084033605E-4,-3.6108193277310926E-4,-8.6167279411764692E-4,-1.9367121848739494E-3,-2.9378939075630252E-3,-3.9226628151260504E-3,-4.8171612394957977E-3,-5.2438944327731088E-3,-5.3341649159663858E-3,-4.9402573529411754E-3,-4.0375525210084038E-3,-3.1594669117647064E-3,-2.3306197478991596E-3,-1.6659007352941178E-3,-2.0516018907563026E-3,-3.3728335084033611E-3,-5.0633534663865548E-3,-7.681197478991598E-3,-1.0848870798319329E-2,-1.3573398109243698E-2,-1.5986081932773108E-2,-1.8718815651260507E-2,-2.150078781512605E-2,-2.3938090861344543E-2,-2.5850183823529414E-2,-2.8664981617647061E-2,-3.3523174894957986E-2,-3.9768251050420166E-2,-4.731814600840336E-2,-5.7461265756302525E-2,-7.1395745798319338E-2,-9.0738248424369755E-2,-0.11508665966386557,-0.14513031775210083,-0.17931821165966386,-0.21239824054621848,-0.2381253282563025,-0.25518644957983194,-0.26174336922268909,-0.25765657825630245,-0.24188386292016806,-0.22009585084033612,-0.19541918329831934,-0.17478006827731091,-0.15912224264705882,-0.14934841123949583,-0.14357930672268907,-0.14243861607142858,-0.14106814600840337,-0.13998490021008406,-0.1372685793067227,-0.13158974527310924,-0.12300584296218488,-0.11234571953781512,-9.9740677521008403E-2,-0.554600074404762,-0.53486142113095247,-0.51271484375000009,-0.49241396949404764,-0.49191871279761906,-0.49180245535714295,-0.49433733258928569,-0.49932012648809526,-0.50650344122023805,-0.51885649181547622,-0.532871558779762,-0.54677362351190473,-0.5574079241071429,-0.56674851190476183,-0.57321335565476195,-0.5799832589285715,-0.58938197544642856,-0.60134719122023805,-0.61235258556547623,-0.62815243675595245,-0.64986281622023812,-0.67625604538690487,-0.70563802083333338,-0.73648763020833341,-0.76717540922619054,-0.7984072730654761,-0.82683919270833339,-0.84983677455357143,-0.8696884300595239,-0.88473167782738094,-0.89322591145833341,-0.89442754836309535,-0.88919131324404754,-0.87973446800595256,-0.86517671130952378,-0.84782459077380945,-0.8283244977678571,-0.80904994419642851,-0.79056036086309522,-0.77474469866071427,-0.76173781622023806,-0.74709077380952371,-0.7282040550595239,-0.70902529761904765,-0.68750046502976192,-0.66162760416666666,-0.63637927827380958,-0.61272879464285712,-0.59514973958333328,-0.58500418526785714,-0.58473214285714292,-0.59185872395833339,-0.60697405133928573,-0.62440848214285716,-0.64342308407738102,-0.66488327752976195,-0.68843796502976196,-0.70824218750000012,-0.72513206845238098,-0.7382835751488096,-0.74561197916666677,-0.75061895461309514,-0.75470889136904773,-0.75822219122023815,-0.76382998511904765,-0.77328078497023822,-0.78454473586309526,-0.79816499255952378,-0.80852167038690481,-0.81570172991071432,-0.81927083333333339,-0.82314267113095241,-0.8245972842261905,-0.82814034598214292,-0.83352957589285726,-0.84218145461309535,-0.85357700892857158,-0.8694996279761904,-0.88273437500000007,-0.89329427083333324,-0.89836077008928561,-0.89852027529761902,-0.89013764880952373,-0.874267578125,-0.85003069196428571,-0.8231050037202382,-0.79809105282738102,-0.77725771949404765,-0.75650530133928573,-0.73836728050595246,-0.71882998511904761,-0.69970610119047627,-0.67869233630952375,-0.64104120163690481,-0.60692429315476204,-0.57817382812500007]
[null,"Electric heater",0,0,0,0,0,0,0,0,0,0,0,0,0,0,0,0,0,0,0,0,0,0,0,0,0,0,0,0,0,0,0,0,0,0,0,0,0,0,0,0,0,0,0,0,0,0,0,0,0,0,0,0,0,0,0,0,0,0,0,0,0,0,0,0,0,0,0,0,0,0,0,0,0,0,0,0,0,0,0,0,0,0,0,0,0,0,0,0,0,0,0,0,0,0,0,0,3.1648921130952381,3.2368284970238093,3.1881975446428572,3.1608026413690475,3.2635770089285714,3.2965466889880957,3.2945163690476189,3.3436328124999997,3.3889787946428576,3.3949153645833334,3.4450967261904761,3.4970079985119042,3.4801469494047623,3.5010807291666666,3.5882589285714288,3.535625,3.623599330357143,3.689872581845238,3.7416648065476186,3.7917978050595238,3.9432989211309533,4.0264071800595245,4.1638095238095234,4.3139936755952375,4.4619503348214282,4.5554287574404766,4.7707561383928576,4.859473586309524,4.8965848214285712,4.9829082961309519,4.9548381696428576,4.9210574776785716,4.7868982514880951,4.6478841145833334,4.5470359002976197,4.4735342261904769,4.3792606026785714,4.3108454241071428,4.1523465401785717,4.1749720982142859,4.1327213541666667,4.0289034598214286,3.8933072916666664,3.7467066592261902,3.6625520833333334,3.6326404389880955,3.4406138392857142,3.1658305431547618,3.0278450520833338,3.0118350074404763,3.1158389136904758,3.0896893601190474,3.0722814360119046,3.2546214657738095,3.620315290178572,3.7731138392857146,3.9065624999999997,3.9414443824404768,4.0770275297619056,4.2734867931547624,4.351168154761905,4.3774553571428569,4.5264425223214282,4.6064713541666666,4.7662955729166674,4.8804538690476189,4.978180803571429,5.0616582961309531,5.0934421502976184,5.1277818080357145,5.1290597098214281,5.0900706845238091,5.0343247767857138,4.9563485863095238,4.8987007068452382,4.8667057291666671,4.86448474702381,4.8743908110119047,4.8932319568452378,4.9141434151785717,4.8899860491071427,4.8205245535714285,4.6794280133928572,4.398836495535714,4.078411458333334,3.6255812872023809,3.2062034970238096,2.9004482886904763,2.7003710937500003,2.6130189732142859,2.5872749255952385,2.7408882068452383,2.9087100074404759,3.0134774925595238,3.123614211309524,3.1837518601190475]
[null,"Ground source heat pump",0,0,0,0,0,0,0,0,0,0,0,0,0,0,0,0,0,0,0,0,0,0,0,0,0,0,0,4.8585921999007948E-3,3.7860204303075413E-2,0.10065278552827379,0.18665132068452375,0.30255805121527785,0.43744090246775835,0.58985053168402823,0.76315937344990115,0.90309070405505987,1.0009048704117072,1.0822376069568462,1.1354108537946435,1.1844802129836307,1.2194969540550595,1.2218114459325402,1.2404484824528774,1.2853354802207342,1.3263326977926588,1.3657284691220239,1.3896658761160714,1.4201214502728172,1.4658300006200395,1.5004504975818449,1.5211472284226186,1.5141029963417658,1.4989042736235119,1.4737965417286707,1.4166472904265872,1.3411865234375002,1.2437608506944444,1.1282493954613095,1.0494287884424602,0.96380421471974176,0.8801288907490078,0.80626181950644826,0.72176688058035687,0.64756460038442443,0.57811531187996013,0.47806222098214285,0.38167414589533727,0.2825675843253968,0.19570196242559521,0.12946719215029756,7.4904668898809479E-2,3.3674936445932523E-2,1.1264377170138873E-2,0,0,0,0,0,0,0,0,0,0,0,0,0,0,0,0,0,0,0,0,0,0,0,1.2394303385416667,1.2591675967261906,1.2677808779761905,1.2780836123511905,1.2904069010416668,1.2989327566964286,1.3070056733630953,1.3076850818452381,1.3111309523809525,1.3160086495535717,1.314662853422619,1.3211979166666667,1.3251595052083331,1.326509486607143,1.3347335379464287,1.3374883742559522,1.3404222470238096,1.3482314918154763,1.3557370721726194,1.3600664992559526,1.3728762090773809,1.3798772321428572,1.3912960379464285,1.4040039062499998,1.4163095238095238,1.4246033296130951,1.4350116257440473,1.4405366443452381,1.4443038504464285,1.4441224888392856,1.4440652901785713,1.4390369233630953,1.4347791108630954,1.4281003534226191,1.419248976934524,1.4083821614583334,1.3954264322916667,1.3826576450892858,1.3745047433035715,1.368267764136905,1.3615597098214287,1.3520438058035715,1.3443559337797619,1.3360686383928571,1.3238597470238096,1.3101860119047621,1.2908840215773811,1.2808138020833333,1.2797851562500002,1.2907552083333333,1.3085616629464287,1.332440941220238,1.3450902157738096,1.3618094308035715,1.3664871651785715,1.3742712983630954,1.3748274739583335,1.3788378906250001,1.3872158668154764,1.4020679873511905,1.4217136346726191,1.4412346540178571,1.4515573846726193,1.4621893601190477,1.4661876860119047,1.4635165550595239,1.4675209263392859,1.4669191778273811,1.4687281436011907,1.4732296316964286,1.4738155691964288,1.4750688244047618,1.4729966517857143,1.4677380952380954,1.4632021949404763,1.4613839285714285,1.4546000744047618,1.446427176339286,1.4338876488095238,1.4188151041666668,1.3948288690476192,1.3632626488095241,1.3268457031250003,1.2852925037202383,1.2375753348214287,1.1970447358630953,1.1540671502976192,1.1224539620535714,1.1037988281250002,1.0950246465773812,1.1005301339285716,1.1215922619047618,1.1434221540178573,1.1662713913690477,1.1929678199404761,1.2150018601190478]
[null,"Bivalent heat pump",0,0,0,0,0,0,0,0,0,0,0,0,0,0,0,0,0,0,0,0,0,0,0,0,0,0,0,0,0,0,0,0,0,0,0,0,0,0,0,0,0,0,0,0,0,0,0,0,0,0,0,0,0,0,0,0,0,0,0,0,0,0,0,0,0,0,0,0,0,0,0,0,0,0,0,0,0,0,0,0,0,0,0,0,0,0,0,0,0,0,0,0,0,0,0,0,0.97748279389880943,0.92180059523809532,0.80958612351190473,0.66807989211309537,0.56080450148809524,0.43718238467261905,0.33524972098214284,0.41287946428571431,0.65018322172619047,0.87856863839285726,1.0868154761904762,1.1894717261904761,1.2761537388392858,1.3534621465773808,1.3081873139880953,1.1401971726190478,1.0368987165178571,0.96823428199404782,1.0768880208333333,1.2488504464285715,1.462291201636905,1.6299883742559524,1.7933407738095237,1.9149130394345242,2.0159407552083333,2.048868117559524,2.0157538132440478,1.9570186941964287,1.9275120907738099,1.8548632812500001,1.779720982142857,1.7239955357142858,1.6671158854166668,1.6339946056547621,1.5889248511904766,1.5306170944940476,1.4765462239583333,1.4525809151785716,1.4298716517857144,1.4031482514880953,1.3756291852678573,1.333212890625,1.2995540364583331,1.2881873139880955,1.2998572358630953,1.3008510044642858,1.289341517857143,1.2443819754464287,1.2166257440476191,1.3107728794642857,1.4145628720238095,1.4333942522321432,1.4502353050595238,1.4620582217261904,1.4868833705357145,1.5403190104166669,1.5326781063988097,1.5488364955357143,1.6026641555059526,1.6541113281250002,1.7066155133928573,1.7763588169642857,1.8179966517857142,1.7971679687500002,1.7629380580357144,1.7241778273809523,1.7020163690476189,1.6882114955357144,1.6728617931547622,1.6493117559523807,1.6344545200892859,1.5809537760416668,1.5512834821428572,1.520263671875,1.4961314174107143,1.4864518229166668,1.4823088727678571,1.4852990141369047,1.48318359375,1.4544707961309526,1.4231631324404761,1.3864894903273808,1.3316778273809524,1.2727032180059525,1.1910667782738094,1.1288527715773811,1.0980068824404763,1.0810165550595239,1.0765685453869047,1.0637425595238097,1.0432770647321428,1.0691778273809522,1.1068861607142857,1.0911239769345238,1.0756198846726193,1.0406296502976191]
[null,"Air conditioning",0,0,0,0,0,0,0,0,0,0,0,0,0,0,0,0,0,0,0,0,0,0,0,0,0,0,0,4.8585921999007948E-3,3.7860204303075413E-2,0.10065278552827379,0.18665132068452375,0.30255805121527785,0.43744090246775835,0.58985053168402823,0.76315937344990115,0.90309070405505987,1.0009048704117072,1.0822376069568462,1.1354108537946435,1.1844802129836307,1.2194969540550595,1.2218114459325402,1.2404484824528774,1.2853354802207342,1.3263326977926588,1.3657284691220239,1.3896658761160714,1.4201214502728172,1.4658300006200395,1.5004504975818449,1.5211472284226186,1.5141029963417658,1.4989042736235119,1.4737965417286707,1.4166472904265872,1.3411865234375002,1.2437608506944444,1.1282493954613095,1.0494287884424602,0.96380421471974176,0.8801288907490078,0.80626181950644826,0.72176688058035687,0.64756460038442443,0.57811531187996013,0.47806222098214285,0.38167414589533727,0.2825675843253968,0.19570196242559521,0.12946719215029756,7.4904668898809479E-2,3.3674936445932523E-2,1.1264377170138873E-2,0,0,0,0,0,0,0,0,0,0,0,0,0,0,0,0,0,0,0,0,0,0,0,0,0,0,0,0,0,0,0,0,0,0,0,0,0,0,0,0,0,0,0,0,0,0,0,0,0,0,0,0,0,0,0,0,0,0,0,0,0,0,0,0,0,0,0,0,0,0,0,0,0,0,0,0,0,0,0,0,0,0,0,0,0,0,0,0,0,0,0,0,0,0,0,0,0,0,0,0,0,0,0,0,0,0,0,0,0,0,0,0,0,0,0,0,0,0,0]
[]
["Calculations"]
[]
[null,"Adjusted load profiles [kW]",null,null,"(currently on the Solar PV profile is adjusted to take into account efficiency and area. Other possibilities would be to scale the heating technologies based on household type.)"]
[null,null,"00:00:00","00:15:00","00:30:00","00:45:00","01:00:00","01:15:00","01:30:00","01:45:00","02:00:00","02:15:00","02:30:00","02:45:00","03:00:00","03:15:00","03:30:00","03:45:00","04:00:00","04:15:00","04:30:00","04:45:00","05:00:00","05:15:00","05:30:00","05:45:00","06:00:00","06:15:00","06:30:00","06:45:00","07:00:00","07:15:00","07:30:00","07:45:00","08:00:00","08:15:00","08:30:00","08:45:00","09:00:00","09:15:00","09:30:00","09:45:00","10:00:00","10:15:00","10:30:00","10:45:00","11:00:00","11:15:00","11:30:00","11:45:00","12:00:00","12:15:00","12:30:00","12:45:00","13:00:00","13:15:00","13:30:00","13:45:00","14:00:00","14:15:00","14:30:00","14:45:00","15:00:00","15:15:00","15:30:00","15:45:00","16:00:00","16:15:00","16:30:00","16:45:00","17:00:00","17:15:00","17:30:00","17:45:00","18:00:00","18:15:00","18:30:00","18:45:00","19:00:00","19:15:00","19:30:00","19:45:00","20:00:00","20:15:00","20:30:00","20:45:00","21:00:00","21:15:00","21:30:00","21:45:00","22:00:00","22:15:00","22:30:00","22:45:00","23:00:00","23:15:00","23:30:00","23:45:00","00:00:00","00:15:00","00:30:00","00:45:00","01:00:00","01:15:00","01:30:00","01:45:00","02:00:00","02:15:00","02:30:00","02:45:00","03:00:00","03:15:00","03:30:00","03:45:00","04:00:00","04:15:00","04:30:00","04:45:00","05:00:00","05:15:00","05:30:00","05:45:00","06:00:00","06:15:00","06:30:00","06:45:00","07:00:00","07:15:00","07:30:00","07:45:00","08:00:00","08:15:00","08:30:00","08:45:00","09:00:00","09:15:00","09:30:00","09:45:00","10:00:00","10:15:00","10:30:00","10:45:00","11:00:00","11:15:00","11:30:00","11:45:00","12:00:00","12:15:00","12:30:00","12:45:00","13:00:00","13:15:00","13:30:00","13:45:00","14:00:00","14:15:00","14:30:00","14:45:00","15:00:00","15:15:00","15:30:00","15:45:00","16:00:00","16:15:00","16:30:00","16:45:00","17:00:00","17:15:00","17:30:00","17:45:00","18:00:00","18:15:00","18:30:00","18:45:00","19:00:00","19:15:00","19:30:00","19:45:00","20:00:00","20:15:00","20:30:00","20:45:00","21:00:00","21:15:00","21:30:00","21:45:00","22:00:00","22:15:00","22:30:00","22:45:00","23:00:00","23:15:00","23:30:00","23:45:00"]
[null,"Household load",{"$f":"C70","v":0.47808905142857139},{"$f":"D70","v":0.44637665142857141},0.39972068571428576,0.37781746285714291,0.34317675428571431,0.32767510285714285,0.30483298285714289,0.29598896571428568,0.27896406857142858,0.27102612000000004,0.26155179428571429,0.25857752571428572,0.2529375771428572,0.25016028000000001,0.2476062171428571,0.24772440000000001,0.24881430857142856,0.24615519428571431,0.24337789714285715,0.24422487428571432,0.24540013714285716,0.24719257714285714,0.24390315428571427,0.25014714857142856,0.25503860571428566,0.26340989142857141,0.26958822857142856,0.27652162285714282,0.28957426285714288,0.29920616571428571,0.32584326857142859,0.34406312571428571,0.38175689142857144,0.40171009714285716,0.43546443428571424,0.45283731428571433,0.49085279999999998,0.50609838857142853,0.52565108571428565,0.52767989142857152,0.53471177142857129,0.53656330285714282,0.53957040000000001,0.54197345142857145,0.5471078399999999,0.5492351314285715,0.55304324571428576,0.56090240571428573,0.57111209142857144,0.57790760571428579,0.57912226285714297,0.58256926285714283,0.57980509714285711,0.57679143428571433,0.56491405714285714,0.56113220571428579,0.56023926857142858,0.55289223428571432,0.54232800000000003,0.53620218857142854,0.53366125714285706,0.53324761714285707,0.53657643428571433,0.53728553142857138,0.53374004571428579,{"$f":"BP70","v":0.53224306285714285},0.54135627428571431,0.55140181714285719,0.56675245714285716,0.57685709142857156,0.59734868571428579,0.60995485714285702,0.62566004571428568,0.62307972,0.6168357257142858,0.61360539428571426,0.61917312000000002,0.61883826857142865,0.61659936000000015,0.6151220742857143,0.60948212571428584,0.60392753142857147,0.59015266285714296,0.58381018285714292,0.57384342857142856,0.57000248571428569,0.56827570285714291,0.57333786857142854,0.58655465142857144,0.5974274742857143,0.61368418285714299,0.61636299428571428,0.61623168000000006,0.59976486857142852,0.56386354285714291,0.53181629142857134,0.52945920000000002,0.49938166285714286,0.46030909714285723,0.43600282285714281,0.39712066285714281,0.37860534857142858,0.35357684571428571,0.34177825714285714,0.32392608000000006,0.31313204571428571,0.30273195428571437,0.2960940171428571,0.28634393142857145,0.27996205714285716,0.27539232000000002,0.2726544171428571,0.26777609142857139,0.26155179428571429,0.25598406857142864,0.25287192000000003,0.25390930285714286,0.25656841714285716,0.26118411428571425,0.26744780571428572,0.27276603428571428,0.2783600228571429,0.28516210285714289,0.29765009142857141,0.32347961142857151,0.34299948000000002,0.37500733714285717,0.39698934857142865,0.43184016000000003,{"$f":"EB70","v":0.45772220571428568},0.49886297142857139,0.52872383999999994,0.57725760000000015,0.5982744514285715,0.63109645714285711,0.64880418857142863,0.67716150857142865,0.68689189714285714,0.69010909714285706,0.68794241142857138,0.6853292571428572,0.68605805142857146,0.69775158857142849,0.70710773142857142,0.7282427657142857,0.72885337714285714,0.72154573714285708,0.70992442285714286,0.70352941714285711,0.70366729714285714,0.70851936000000004,0.70782995999999998,0.70287284571428565,0.70045009714285711,0.69759401142857136,0.69694400571428561,0.68819190857142865,0.67846151999999993,0.67802818285714284,0.68498127428571431,0.71663458285714288,0.74306814857142856,0.80944751999999998,0.8639298171428571,0.95468112000000005,1.0005360685714286,1.0550052342857141,1.0663704857142857,1.0640133942857142,1.0543617942857142,1.0437384685714286,1.0432460400000001,1.0420839085714286,1.0387353942857143,1.0377505371428573,1.0296944057142858,1.010358377142857,0.98467330285714283,0.9479053028571427,0.92996120571428564,0.90580594285714278,0.89253006857142858,0.86620155428571433,0.85162566857142852,0.82507392000000002,0.80919802285714293,0.78147757714285704,0.75683645142857148,0.70300415999999999,0.66266441142857146,0.59719110857142854,0.55614226285714286]
[null,"Solar PV",{"$f":"-$C$42*$C$43*C71","v":0},{"$f":"-$C$42*$C$43*D71","v":0},0,0,0,0,0,0,0,0,0,0,0,-3.4625999999999997E-3,-1.7601550000000056E-2,-4.7322199999999939E-2,-8.7719200000000053E-2,-0.13331009999999999,-0.17976665000000114,-0.22506899999999999,-0.29403244999999939,-0.36818980000000057,-0.43801889999999999,-0.4986143999999999,-0.56902060000000065,-0.64288939999999928,-0.71329559999999992,-0.78139339999999935,-0.84949120000000056,-0.91932029999999998,-0.98568679999999942,-1.0526304,-1.1149571999999999,-1.1709358999999993,-1.2277802500000004,-1.2776993999999999,-1.3230017500000004,-1.3671499000000005,-1.4124522500000012,-1.4421728999999999,-1.4574660499999992,-1.5050767999999994,-1.5079622999999998,-1.5327775999999995,-1.5385486000000004,-1.5437425000000002,-1.5437425000000002,-1.5397027999999993,-1.5362402000000011,-1.5218126999999999,-1.5062309999999999,-1.4802614999999999,-1.4505408499999992,-1.4150491999999992,-1.3835972500000004,-1.3423345999999994,-1.2955895000000011,-1.2528841000000004,-1.1997908999999998,-1.1420809000000003,-1.0843709000000012,-1.0278151000000004,-0.9614486000000011,-0.89969890000000041,-0.83275529999999987,{"$f":"-$C$42*$C$43*BP71","v":-0.7692742999999993},-0.6977139,-0.63077029999999923,-0.56267250000000002,-0.48995789999999989,-0.42416849999999995,-0.35837909999999995,-0.29114695000000052,-0.2221834999999994,-0.16678189999999959,-0.10964899999999993,-6.4058099999999993E-2,-3.2894699999999999E-2,-1.1830549999999976E-2,0,0,0,0,0,0,0,0,0,0,0,0,0,0,0,0,0,0,0,0,0,0,0,0,0,0,0,0,0,0,0,0,0,0,0,0,0,0,0,0,0,0,0,0,0,0,0,-8.0794000000000039E-3,-4.1551199999999996E-2,-0.1035894500000001,{"$f":"-$C$42*$C$43*EB71","v":-0.16562770000000004},-0.23285984999999998,-0.29778359999999993,-0.35895619999999939,-0.41608909999999938,-0.46716244999999934,-0.51188770000000061,-0.54651370000000055,-0.57479159999999996,-0.58748780000000111,-0.58633360000000057,-0.5776771000000005,-0.56382670000000057,-0.54160835000000118,-0.51881290000000058,-0.49544035000000053,-0.46571969999999996,-0.43369064999999996,-0.39762190000000053,-0.35953330000000056,-0.31509659999999995,-0.25969499999999995,-0.17601550000000057,-0.13792690000000005,-0.13215589999999991,-0.1194597,-7.8485599999999933E-2,-3.924280000000005E-2,-1.0387799999999999E-2,-1.1541999999999969E-3,0,0,0,0,0,0,0,0,0,0,0,0,0,0,0,0,0,0,0,0,0,0,0,0,0,0,0,0,0,0,0,0,0]
[null,"3kW uncontrolled charging",{"$f":"C72","v":0.74626000000000003},0.71632499999999999,0.69043500000000002,0.65054000000000001,0.61248000000000002,0.57362500000000005,0.53081999999999996,0.48781000000000002,0.45145999999999997,0.42124,0.39125500000000002,0.35866999999999999,0.32944499999999999,0.30458000000000002,0.285665,0.25828000000000001,{"$f":"S72","v":0.24096999999999999},0.22187999999999999,0.20535500000000001,0.18362000000000001,0.16677500000000001,0.14682999999999999,0.12969,0.11473,0.10047,8.498E-2,7.2505E-2,6.0229999999999999E-2,4.9564999999999998E-2,4.0855000000000002E-2,3.27E-2,2.4465000000000001E-2,2.2009999999999998E-2,1.8859999999999998E-2,1.7399999999999999E-2,1.489E-2,1.338E-2,1.5350000000000001E-2,1.6754999999999999E-2,1.6854999999999998E-2,2.2759999999999999E-2,2.6384999999999999E-2,3.1879999999999999E-2,3.6260000000000001E-2,4.3735000000000003E-2,5.1374999999999997E-2,6.0005000000000003E-2,6.6040000000000001E-2,7.9835000000000003E-2,9.1579999999999995E-2,9.2835000000000001E-2,9.078E-2,9.6460000000000004E-2,0.10477,0.11235000000000001,0.12155000000000001,0.13170999999999999,0.14677000000000001,0.16459499999999999,0.18748500000000001,0.214725,0.25225999999999998,0.27881499999999998,0.31107000000000001,0.35143000000000002,0.41498499999999999,0.47638999999999998,0.55959499999999995,0.64261999999999997,0.72667000000000004,0.79083499999999995,0.85853500000000005,0.90036499999999997,0.92803500000000005,0.91588499999999995,0.89951000000000003,0.88068500000000005,0.87733000000000005,0.86151999999999995,0.86263999999999996,{"$f":"CE72","v":0.85197000000000001},0.85035499999999997,0.83772999999999997,0.83415499999999998,0.82013999999999998,0.81657500000000005,0.80948500000000001,0.79575499999999999,0.80406500000000003,0.81667999999999996,0.81227499999999997,0.81150500000000003,0.80767999999999995,0.80235500000000004,0.79278499999999996,0.75634999999999997,0.74626000000000003,0.71632499999999999,0.69043500000000002,0.65054000000000001,0.61248000000000002,0.57362500000000005,0.53081999999999996,0.48781000000000002,0.45145999999999997,0.42124,0.39125500000000002,0.35866999999999999,0.32944499999999999,0.30458000000000002,0.285665,0.25828000000000001,0.24096999999999999,0.22187999999999999,0.20535500000000001,0.18362000000000001,0.16677500000000001,0.14682999999999999,0.12969,0.11473,0.10047,8.498E-2,7.2505E-2,6.0229999999999999E-2,4.9564999999999998E-2,4.0855000000000002E-2,3.27E-2,2.4465000000000001E-2,2.2009999999999998E-2,1.8859999999999998E-2,1.7399999999999999E-2,1.489E-2,1.338E-2,1.5350000000000001E-2,1.6754999999999999E-2,1.6854999999999998E-2,2.2759999999999999E-2,2.6384999999999999E-2,3.1879999999999999E-2,3.6260000000000001E-2,4.3735000000000003E-2,5.1374999999999997E-2,6.0005000000000003E-2,6.6040000000000001E-2,{"$f":"EQ72","v":7.9835000000000003E-2},9.1579999999999995E-2,9.2835000000000001E-2,9.078E-2,9.6460000000000004E-2,0.10477,0.11235000000000001,0.12155000000000001,0.13170999999999999,0.14677000000000001,0.16459499999999999,0.18748500000000001,0.214725,0.25225999999999998,0.27881499999999998,0.31107000000000001,0.35143000000000002,0.41498499999999999,0.47638999999999998,0.55959499999999995,0.64261999999999997,0.72667000000000004,0.79083499999999995,0.85853500000000005,0.90036499999999997,0.92803500000000005,0.91588499999999995,0.89951000000000003,0.88068500000000005,0.87733000000000005,0.86151999999999995,0.86263999999999996,0.85197000000000001,0.85035499999999997,0.83772999999999997,0.83415499999999998,0.82013999999999998,0.81657500000000005,0.80948500000000001,0.79575499999999999,0.80406500000000003,0.81667999999999996,0.81227499999999997,0.81150500000000003,0.80767999999999995,0.80235500000000004,0.79278499999999996,0.75634999999999997]
[null,"Electric boiler",0.19277625570776255,{"$f":"D73","v":0.14124200913242013},0.10306849315068495,7.0621004566210066E-2,3.8173515981735164E-2,3.8173515981735164E-2,3.8173515981735164E-2,3.6264840182648403E-2,3.2447488584474882E-2,3.4356164383561649E-2,3.6264840182648396E-2,3.8173515981735164E-2,4.0082191780821924E-2,3.0538812785388132E-2,2.6721461187214617E-2,2.2904109589041096E-2,7.6347031963470327E-2,0.12024657534246574,0.16223744292237444,0.21758904109589042,0.35692237442922375,0.49052968036529671,0.60886757990867579,0.72720547945205483,0.88753424657534241,1.0383196347031964,1.1700182648401827,1.2845388127853883,1.397150684931507,1.3990593607305937,1.4124200913242011,1.4334155251141554,1.4200547945205484,1.3666118721461189,1.2597260273972604,1.1528401826484018,1.0593150684931509,0.98296803652968034,0.91807305936073058,0.83790867579908668,0.7691963470319636,0.75392694063926935,0.75201826484018275,0.72911415525114154,0.75774429223744288,0.76347031963470302,0.73865753424657543,0.75965296803652971,0.76728767123287689,0.77683105022831056,0.75392694063926968,0.74056621004566214,0.73674885844748872,0.72338812785388129,0.72338812785388129,0.73293150684931518,0.71575342465753433,0.71957077625570787,0.71193607305936091,0.71002739726027397,0.69475799086757994,0.70430136986301384,0.71766210045662093,0.73102283105022847,0.725296803652968,0.71957077625570787,0.73102283105022836,0.74820091324200921,0.76537899543378995,0.7940091324200913,0.78828310502283094,0.7711050228310502,0.79210045662100459,0.84745205479452057,0.88944292237442935,0.93906849315068519,1.0039634703196347,1.0364109589041097,1.0593150684931509,1.11275799086758,1.1223013698630138,1.1223013698630138,1.0745844748858446,1.0459543378995433,0.96960730593607303,0.8970776255707763,0.85508675799086775,0.80546118721461191,0.73102283105022847,0.67757990867579909,0.60314155251141566,0.56305936073059371,0.48098630136986315,0.41990867579908681,0.33974429223744296,0.26912328767123289,0.19277625570776255,0.14124200913242013,0.10306849315068495,7.0621004566210066E-2,3.8173515981735164E-2,3.8173515981735164E-2,3.8173515981735164E-2,3.6264840182648403E-2,3.2447488584474882E-2,3.4356164383561649E-2,3.6264840182648396E-2,3.8173515981735164E-2,4.0082191780821924E-2,3.0538812785388132E-2,2.6721461187214617E-2,2.2904109589041096E-2,7.6347031963470327E-2,0.12024657534246574,0.16223744292237444,0.21758904109589042,0.35692237442922375,0.49052968036529671,0.60886757990867579,0.72720547945205483,0.88753424657534241,1.0383196347031964,1.1700182648401827,1.2845388127853883,1.397150684931507,1.3990593607305937,1.4124200913242011,1.4334155251141554,1.4200547945205484,1.3666118721461189,1.2597260273972604,1.1528401826484018,1.0593150684931509,0.98296803652968034,0.91807305936073058,0.83790867579908668,0.7691963470319636,0.75392694063926935,0.75201826484018275,0.72911415525114154,0.75774429223744288,0.76347031963470302,0.73865753424657543,0.75965296803652971,0.76728767123287689,0.77683105022831056,0.75392694063926968,0.74056621004566214,0.73674885844748872,0.72338812785388129,0.72338812785388129,0.73293150684931518,0.71575342465753433,0.71957077625570787,0.71193607305936091,0.71002739726027397,0.69475799086757994,0.70430136986301384,0.71766210045662093,0.73102283105022847,0.725296803652968,0.71957077625570787,0.73102283105022836,0.74820091324200921,0.76537899543378995,0.7940091324200913,0.78828310502283094,0.7711050228310502,0.79210045662100459,0.84745205479452057,0.88944292237442935,0.93906849315068519,1.0039634703196347,1.0364109589041097,1.0593150684931509,1.11275799086758,1.1223013698630138,1.1223013698630138,1.0745844748858446,1.0459543378995433,0.96960730593607303,0.8970776255707763,0.85508675799086775,0.80546118721461191,0.73102283105022847,0.67757990867579909,0.60314155251141566,0.56305936073059371,0.48098630136986315,0.41990867579908681,0.33974429223744296,0.26912328767123289]
[null,"Micro CHP",-8.6971507352941194E-2,-7.5269170168067237E-2,-6.5413274684873957E-2,-5.9832917542016806E-2,-5.8437828256302518E-2,-6.0752035189075633E-2,-6.4879858193277309E-2,-7.088694852941177E-2,-7.6877626050420172E-2,-8.1735819327731093E-2,-8.429621848739495E-2,-8.3426339285714288E-2,-7.9331341911764705E-2,-7.2626706932773108E-2,-6.3140099789915971E-2,-5.3259585084033619E-2,-4.4659269957983194E-2,-3.6157431722689079E-2,-2.855829831932773E-2,-2.34375E-2,-2.1484375E-2,-2.1599264705882356E-2,-2.198496586134454E-2,-2.1492581407563025E-2,-2.0622702205882356E-2,-1.901424632352941E-2,-1.8628545168067227E-2,-1.9596901260504201E-2,-2.2050617121848737E-2,-2.5628610819327727E-2,-2.9469209558823532E-2,-3.2349658613445381E-2,-3.3785779936974784E-2,-3.1955751050420166E-2,-2.7532497373949583E-2,-2.1328453256302518E-2,-1.4640231092436975E-2,-8.2474396008403363E-3,-3.8405987394957973E-3,-1.6494879201680672E-3,-7.9602153361344526E-4,-4.3493960084033605E-4,-3.6108193277310926E-4,-8.6167279411764692E-4,-1.9367121848739494E-3,-2.9378939075630252E-3,-3.9226628151260504E-3,-4.8171612394957977E-3,-5.2438944327731088E-3,-5.3341649159663858E-3,-4.9402573529411754E-3,-4.0375525210084038E-3,-3.1594669117647064E-3,-2.3306197478991596E-3,-1.6659007352941178E-3,-2.0516018907563026E-3,-3.3728335084033611E-3,-5.0633534663865548E-3,-7.681197478991598E-3,-1.0848870798319329E-2,-1.3573398109243698E-2,-1.5986081932773108E-2,-1.8718815651260507E-2,-2.150078781512605E-2,-2.3938090861344543E-2,-2.5850183823529414E-2,-2.8664981617647061E-2,-3.3523174894957986E-2,-3.9768251050420166E-2,-4.731814600840336E-2,-5.7461265756302525E-2,-7.1395745798319338E-2,-9.0738248424369755E-2,-0.11508665966386557,-0.14513031775210083,-0.17931821165966386,-0.21239824054621848,-0.2381253282563025,-0.25518644957983194,-0.26174336922268909,-0.25765657825630245,-0.24188386292016806,-0.22009585084033612,-0.19541918329831934,-0.17478006827731091,-0.15912224264705882,-0.14934841123949583,-0.14357930672268907,-0.14243861607142858,-0.14106814600840337,-0.13998490021008406,-0.1372685793067227,-0.13158974527310924,-0.12300584296218488,-0.11234571953781512,-9.9740677521008403E-2,-0.554600074404762,-0.53486142113095247,-0.51271484375000009,-0.49241396949404764,-0.49191871279761906,-0.49180245535714295,-0.49433733258928569,-0.49932012648809526,-0.50650344122023805,-0.51885649181547622,-0.532871558779762,-0.54677362351190473,-0.5574079241071429,-0.56674851190476183,-0.57321335565476195,-0.5799832589285715,-0.58938197544642856,-0.60134719122023805,-0.61235258556547623,-0.62815243675595245,-0.64986281622023812,-0.67625604538690487,-0.70563802083333338,-0.73648763020833341,-0.76717540922619054,-0.7984072730654761,-0.82683919270833339,-0.84983677455357143,-0.8696884300595239,-0.88473167782738094,-0.89322591145833341,-0.89442754836309535,-0.88919131324404754,-0.87973446800595256,-0.86517671130952378,-0.84782459077380945,-0.8283244977678571,-0.80904994419642851,-0.79056036086309522,-0.77474469866071427,-0.76173781622023806,-0.74709077380952371,-0.7282040550595239,-0.70902529761904765,-0.68750046502976192,-0.66162760416666666,-0.63637927827380958,-0.61272879464285712,-0.59514973958333328,-0.58500418526785714,-0.58473214285714292,-0.59185872395833339,-0.60697405133928573,-0.62440848214285716,-0.64342308407738102,-0.66488327752976195,-0.68843796502976196,-0.70824218750000012,-0.72513206845238098,-0.7382835751488096,-0.74561197916666677,-0.75061895461309514,-0.75470889136904773,-0.75822219122023815,-0.76382998511904765,-0.77328078497023822,-0.78454473586309526,-0.79816499255952378,-0.80852167038690481,-0.81570172991071432,-0.81927083333333339,-0.82314267113095241,-0.8245972842261905,-0.82814034598214292,-0.83352957589285726,-0.84218145461309535,-0.85357700892857158,-0.8694996279761904,-0.88273437500000007,-0.89329427083333324,-0.89836077008928561,-0.89852027529761902,-0.89013764880952373,-0.874267578125,-0.85003069196428571,-0.8231050037202382,-0.79809105282738102,-0.77725771949404765,-0.75650530133928573,-0.73836728050595246,-0.71882998511904761,-0.69970610119047627,-0.67869233630952375,-0.64104120163690481,-0.60692429315476204,-0.57817382812500007]
[null,"Electric heater",0,0,0,0,0,0,0,0,0,0,0,0,0,0,0,0,0,0,0,0,0,0,0,0,0,0,0,0,0,0,0,0,0,0,0,0,0,0,0,0,0,0,0,0,0,0,0,0,0,0,0,0,0,0,0,0,0,0,0,0,0,0,0,0,0,0,0,0,0,0,0,0,0,0,0,0,0,0,0,0,0,0,0,0,0,0,0,0,0,0,0,0,0,0,0,0,3.1648921130952381,3.2368284970238093,3.1881975446428572,3.1608026413690475,3.2635770089285714,3.2965466889880957,3.2945163690476189,3.3436328124999997,3.3889787946428576,3.3949153645833334,3.4450967261904761,3.4970079985119042,3.4801469494047623,3.5010807291666666,3.5882589285714288,3.535625,3.623599330357143,3.689872581845238,3.7416648065476186,3.7917978050595238,3.9432989211309533,4.0264071800595245,4.1638095238095234,4.3139936755952375,4.4619503348214282,4.5554287574404766,4.7707561383928576,4.859473586309524,4.8965848214285712,4.9829082961309519,4.9548381696428576,4.9210574776785716,4.7868982514880951,4.6478841145833334,4.5470359002976197,4.4735342261904769,4.3792606026785714,4.3108454241071428,4.1523465401785717,4.1749720982142859,4.1327213541666667,4.0289034598214286,3.8933072916666664,3.7467066592261902,3.6625520833333334,3.6326404389880955,3.4406138392857142,{"$f":"EP75","v":3.1658305431547618},3.0278450520833338,3.0118350074404763,3.1158389136904758,3.0896893601190474,3.0722814360119046,3.2546214657738095,3.620315290178572,3.7731138392857146,3.9065624999999997,3.9414443824404768,4.0770275297619056,4.2734867931547624,4.351168154761905,4.3774553571428569,4.5264425223214282,4.6064713541666666,4.7662955729166674,4.8804538690476189,4.978180803571429,5.0616582961309531,5.0934421502976184,5.1277818080357145,5.1290597098214281,5.0900706845238091,5.0343247767857138,4.9563485863095238,4.8987007068452382,4.8667057291666671,4.86448474702381,4.8743908110119047,4.8932319568452378,4.9141434151785717,4.8899860491071427,4.8205245535714285,4.6794280133928572,4.398836495535714,4.078411458333334,3.6255812872023809,3.2062034970238096,2.9004482886904763,2.7003710937500003,2.6130189732142859,2.5872749255952385,2.7408882068452383,2.9087100074404759,3.0134774925595238,3.123614211309524,3.1837518601190475]
[null,"Ground source heat pump",0,0,0,0,0,0,0,0,0,0,0,0,0,0,0,0,0,0,0,0,0,0,0,0,0,0,0,4.8585921999007948E-3,3.7860204303075413E-2,0.10065278552827379,0.18665132068452375,0.30255805121527785,0.43744090246775835,0.58985053168402823,0.76315937344990115,0.90309070405505987,1.0009048704117072,1.0822376069568462,1.1354108537946435,1.1844802129836307,1.2194969540550595,1.2218114459325402,1.2404484824528774,1.2853354802207342,1.3263326977926588,1.3657284691220239,1.3896658761160714,1.4201214502728172,1.4658300006200395,1.5004504975818449,1.5211472284226186,1.5141029963417658,1.4989042736235119,1.4737965417286707,1.4166472904265872,1.3411865234375002,1.2437608506944444,1.1282493954613095,1.0494287884424602,0.96380421471974176,0.8801288907490078,0.80626181950644826,0.72176688058035687,0.64756460038442443,{"$f":"BO76","v":0.57811531187996013},0.47806222098214285,0.38167414589533727,0.2825675843253968,0.19570196242559521,0.12946719215029756,7.4904668898809479E-2,3.3674936445932523E-2,1.1264377170138873E-2,0,0,0,0,0,0,0,0,0,0,0,0,0,0,0,0,0,0,0,0,0,0,0,1.2394303385416667,1.2591675967261906,1.2677808779761905,1.2780836123511905,1.2904069010416668,1.2989327566964286,1.3070056733630953,1.3076850818452381,1.3111309523809525,1.3160086495535717,1.314662853422619,1.3211979166666667,1.3251595052083331,1.326509486607143,1.3347335379464287,1.3374883742559522,1.3404222470238096,1.3482314918154763,1.3557370721726194,1.3600664992559526,1.3728762090773809,1.3798772321428572,1.3912960379464285,1.4040039062499998,1.4163095238095238,1.4246033296130951,1.4350116257440473,1.4405366443452381,1.4443038504464285,1.4441224888392856,1.4440652901785713,1.4390369233630953,{"$f":"EA76","v":1.4347791108630954},1.4281003534226191,1.419248976934524,1.4083821614583334,1.3954264322916667,1.3826576450892858,1.3745047433035715,1.368267764136905,1.3615597098214287,1.3520438058035715,1.3443559337797619,1.3360686383928571,1.3238597470238096,1.3101860119047621,1.2908840215773811,1.2808138020833333,1.2797851562500002,1.2907552083333333,1.3085616629464287,1.332440941220238,1.3450902157738096,1.3618094308035715,1.3664871651785715,1.3742712983630954,1.3748274739583335,1.3788378906250001,1.3872158668154764,1.4020679873511905,1.4217136346726191,1.4412346540178571,1.4515573846726193,1.4621893601190477,1.4661876860119047,1.4635165550595239,1.4675209263392859,1.4669191778273811,1.4687281436011907,1.4732296316964286,1.4738155691964288,1.4750688244047618,1.4729966517857143,1.4677380952380954,1.4632021949404763,1.4613839285714285,1.4546000744047618,1.446427176339286,1.4338876488095238,1.4188151041666668,1.3948288690476192,1.3632626488095241,1.3268457031250003,1.2852925037202383,1.2375753348214287,1.1970447358630953,1.1540671502976192,1.1224539620535714,1.1037988281250002,1.0950246465773812,1.1005301339285716,1.1215922619047618,1.1434221540178573,1.1662713913690477,1.1929678199404761,1.2150018601190478]
[null,"Bivalent heat pump",0,{"$f":"D77","v":0},0,0,0,0,0,0,0,0,0,0,0,0,0,0,0,0,0,0,0,0,0,0,0,0,0,0,0,0,0,0,0,0,0,0,0,0,0,0,0,0,0,0,0,0,0,0,0,0,0,0,0,0,0,0,0,0,0,0,0,0,0,0,0,0,0,0,0,0,0,0,0,0,0,0,0,0,0,0,0,0,0,0,0,0,0,0,0,0,0,0,0,0,0,0,0.97748279389880943,0.92180059523809532,0.80958612351190473,0.66807989211309537,0.56080450148809524,0.43718238467261905,0.33524972098214284,0.41287946428571431,0.65018322172619047,0.87856863839285726,1.0868154761904762,1.1894717261904761,1.2761537388392858,1.3534621465773808,1.3081873139880953,1.1401971726190478,1.0368987165178571,0.96823428199404782,1.0768880208333333,1.2488504464285715,1.462291201636905,1.6299883742559524,1.7933407738095237,1.9149130394345242,2.0159407552083333,2.048868117559524,2.0157538132440478,1.9570186941964287,1.9275120907738099,1.8548632812500001,1.779720982142857,1.7239955357142858,1.6671158854166668,1.6339946056547621,1.5889248511904766,1.5306170944940476,1.4765462239583333,1.4525809151785716,1.4298716517857144,1.4031482514880953,1.3756291852678573,1.333212890625,1.2995540364583331,1.2881873139880955,1.2998572358630953,1.3008510044642858,1.289341517857143,1.2443819754464287,1.2166257440476191,1.3107728794642857,1.4145628720238095,1.4333942522321432,1.4502353050595238,1.4620582217261904,1.4868833705357145,1.5403190104166669,1.5326781063988097,1.5488364955357143,1.6026641555059526,1.6541113281250002,1.7066155133928573,1.7763588169642857,1.8179966517857142,1.7971679687500002,1.7629380580357144,1.7241778273809523,1.7020163690476189,1.6882114955357144,1.6728617931547622,1.6493117559523807,1.6344545200892859,1.5809537760416668,1.5512834821428572,1.520263671875,1.4961314174107143,1.4864518229166668,1.4823088727678571,1.4852990141369047,1.48318359375,1.4544707961309526,1.4231631324404761,1.3864894903273808,1.3316778273809524,1.2727032180059525,1.1910667782738094,1.1288527715773811,1.0980068824404763,1.0810165550595239,1.0765685453869047,1.0637425595238097,1.0432770647321428,1.0691778273809522,1.1068861607142857,1.0911239769345238,1.0756198846726193,1.0406296502976191]
[null,"Air conditioning",0,0,0,0,0,0,0,0,0,0,0,0,0,0,0,0,0,0,0,0,0,0,0,0,0,0,0,4.8585921999007948E-3,3.7860204303075413E-2,0.10065278552827379,0.18665132068452375,0.30255805121527785,0.43744090246775835,0.58985053168402823,0.76315937344990115,0.90309070405505987,1.0009048704117072,1.0822376069568462,1.1354108537946435,1.1844802129836307,1.2194969540550595,1.2218114459325402,1.2404484824528774,1.2853354802207342,1.3263326977926588,1.3657284691220239,1.3896658761160714,1.4201214502728172,1.4658300006200395,1.5004504975818449,1.5211472284226186,1.5141029963417658,1.4989042736235119,1.4737965417286707,1.4166472904265872,1.3411865234375002,1.2437608506944444,1.1282493954613095,1.0494287884424602,0.96380421471974176,0.8801288907490078,0.80626181950644826,0.72176688058035687,0.64756460038442443,0.57811531187996013,0.47806222098214285,0.38167414589533727,0.2825675843253968,0.19570196242559521,0.12946719215029756,7.4904668898809479E-2,3.3674936445932523E-2,1.1264377170138873E-2,0,0,0,0,0,0,0,0,0,0,0,0,0,0,0,0,0,0,0,0,0,0,0,0,0,0,0,0,0,0,0,0,0,0,0,0,0,0,0,0,0,0,0,0,0,0,0,0,0,0,0,0,0,0,0,0,0,0,0,0,0,0,0,0,0,0,0,0,0,0,0,0,0,0,0,0,0,0,0,0,0,0,0,0,0,0,0,0,0,0,0,0,0,0,0,0,0,0,0,0,0,0,0,0,0,0,0,0,0,0,0,0,0,0,0,0,0,0,0]
[]
[null,null,null,null,"(the equation used here:"]
[null,"Transformer power [kW]"]
[null,null,"00:00:00","00:15:00","00:30:00","00:45:00","01:00:00","01:15:00","01:30:00","01:45:00","02:00:00","02:15:00","02:30:00","02:45:00","03:00:00","03:15:00","03:30:00","03:45:00","04:00:00","04:15:00","04:30:00","04:45:00","05:00:00","05:15:00","05:30:00","05:45:00","06:00:00","06:15:00","06:30:00","06:45:00","07:00:00","07:15:00","07:30:00","07:45:00","08:00:00","08:15:00","08:30:00","08:45:00","09:00:00","09:15:00","09:30:00","09:45:00","10:00:00","10:15:00","10:30:00","10:45:00","11:00:00","11:15:00","11:30:00","11:45:00","12:00:00","12:15:00","12:30:00","12:45:00","13:00:00","13:15:00","13:30:00","13:45:00","14:00:00","14:15:00","14:30:00","14:45:00","15:00:00","15:15:00","15:30:00","15:45:00","16:00:00","16:15:00","16:30:00","16:45:00","17:00:00","17:15:00","17:30:00","17:45:00","18:00:00","18:15:00","18:30:00","18:45:00","19:00:00","19:15:00","19:30:00","19:45:00","20:00:00","20:15:00","20:30:00","20:45:00","21:00:00","21:15:00","21:30:00","21:45:00","22:00:00","22:15:00","22:30:00","22:45:00","23:00:00","23:15:00","23:30:00","23:45:00","00:00:00","00:15:00","00:30:00","00:45:00","01:00:00","01:15:00","01:30:00","01:45:00","02:00:00","02:15:00","02:30:00","02:45:00","03:00:00","03:15:00","03:30:00","03:45:00","04:00:00","04:15:00","04:30:00","04:45:00","05:00:00","05:15:00","05:30:00","05:45:00","06:00:00","06:15:00","06:30:00","06:45:00","07:00:00","07:15:00","07:30:00","07:45:00","08:00:00","08:15:00","08:30:00","08:45:00","09:00:00","09:15:00","09:30:00","09:45:00","10:00:00","10:15:00","10:30:00","10:45:00","11:00:00","11:15:00","11:30:00","11:45:00","12:00:00","12:15:00","12:30:00","12:45:00","13:00:00","13:15:00","13:30:00","13:45:00","14:00:00","14:15:00","14:30:00","14:45:00","15:00:00","15:15:00","15:30:00","15:45:00","16:00:00","16:15:00","16:30:00","16:45:00","17:00:00","17:15:00","17:30:00","17:45:00","18:00:00","18:15:00","18:30:00","18:45:00","19:00:00","19:15:00","19:30:00","19:45:00","20:00:00","20:15:00","20:30:00","20:45:00","21:00:00","21:15:00","21:30:00","21:45:00","22:00:00","22:15:00","22:30:00","22:45:00","23:00:00","23:15:00","23:30:00","23:45:00"]
[null,"Household load",{"$f":"($C$38*$D58-SQRT($C$38)*($D58-$C58))/$D58*C84","v":33.552374911892372},{"$f":"($C$38*$D58-SQRT($C$38)*($D58-$C58))/$D58*D84","v":31.326793022960818},28.052469026532741,26.515296939270698,24.084205832437799,22.996297169960073,21.393233113729664,20.772558413027632,19.57774809460123,19.020661447868676,18.355751579187878,18.147016880288088,17.75120428347811,17.556293074571681,17.377048487657728,17.385342581653749,17.461832559617026,17.275215444706618,17.080304235800188,17.139745242771657,17.222225399732057,17.348019158671665,17.117166875782491,17.555371508572119,17.898654843407314,18.486153168125274,18.919749970917117,19.406336818683517,20.322373422243757,20.99834208291924,22.867738713021794,24.146411537407932,26.791766739137969,28.192086275465712,30.560971677328467,31.780203494743152,34.44813706346234,35.518075188948686,36.890286962289927,37.032668909221584,37.526167501984652,37.656108307922274,37.867146921820961,38.035793499740002,38.39612580556701,38.545419497495345,38.812673637367041,39.364230888102256,40.080748452758272,40.557658857529326,40.642903712488405,40.884814787372257,40.690825144465386,40.479325747566925,39.645769300967096,39.380358293094517,39.317691805124596,38.80207562837213,38.060675781728058,37.630765242934444,37.452442222020046,37.423412893033984,37.657029873921836,37.70679443789794,37.457971618017403,{"$f":"($C$38*$D58-SQRT($C$38)*($D58-$C58))/$D58*BP84","v":37.35291309406783},37.992479897760795,38.697477887422345,39.774788540905156,40.48393357756472,41.92203731987432,42.806740679449582,43.908933614920457,43.727845896007395,43.289641263217767,43.0629360273266,43.453680011139014,43.4301800781503,43.273053075225739,43.169376900275502,42.773564303465527,42.383741885652668,41.417019152116772,40.971902774330452,40.272434180666245,40.002876125795652,39.881690196853839,40.236953889683278,41.164510068237988,41.927566715871663,43.068465423323957,43.25646488723369,43.247249227238122,42.091605463792909,39.57204402100249,37.322962199082205,37.15754110216163,35.046694180174988,32.304574548491416,30.598755883310329,27.869998958620332,26.570590899244149,24.814086104087401,23.986059053484915,22.733190077086388,21.975662825450055,21.245782553800456,20.779930941024091,20.09566818635259,19.647787110567606,19.327082142721569,19.134935631813811,18.79257386297817,18.355751579187878,17.965007595375468,17.746596453480322,17.819400167445369,18.006017282355778,18.329947731200264,18.769534712989234,19.142768942810051,19.535356058621584,20.012727246392409,20.889136511971664,22.701856833101431,24.071764691443772,26.318081815365371,27.860783298624764,30.30661946145058,{"$f":"($C$38*$D58-SQRT($C$38)*($D58-$C58))/$D58*EB84","v":32.123026046578566},35.010292323192459,37.105933406186402,40.512041340551228,41.987007722843131,44.290461938737295,45.533193689140695,47.523315465185291,48.206195870857456,48.431979540749055,48.279921150822055,48.096529516910103,48.14767642988555,48.96833095249157,49.624946727176351,51.108207203464275,51.151060022443701,50.638208543689906,49.822622634081448,49.373819992296909,49.383496435292265,49.724015072128793,49.675632857152017,49.327741692319023,49.157712765400653,48.957272160496878,48.911654643518773,48.297430904813659,47.61455049914148,47.584138821156088,48.072108017921828,50.293542859855371,52.148655216964784,56.807171344728346,60.630748676892743,66.999691299835192,70.217799770290256,74.040455536455084,74.838070909072187,74.67264981215159,73.995298802476768,73.249751908834696,73.215193183851284,73.133634592890445,72.898635263003257,72.829517813036446,72.264137072307861,70.907131137959311,69.104548042824689,66.524163244063459,65.264843305668037,63.569622649481865,62.637919423929155,60.790179594816209,59.76724133530729,57.903834884201871,56.789661590736756,54.844235765670696,53.114917167500906,49.336957352314606,46.505906601673722,41.910978527879621,39.030163213262632]
[null,"Solar PV",{"$f":"($C$38*$C7*$D59-SQRT($C$38*$C7)*($D59-$C59))/$D59*C85","v":0},{"$f":"($C$38*$C7*$D59-SQRT($C$38*$C7)*($D59-$C59))/$D59*D85","v":0},0,0,0,0,0,0,0,0,0,0,0,-0.17659259999999999,-0.89767905000000281,-2.4134321999999968,-4.473679200000003,-6.7988150999999997,-9.1680991500000584,-11.478519,-14.995654949999969,-18.77767980000003,-22.3389639,-25.429334399999995,-29.020050600000033,-32.787359399999964,-36.378075599999995,-39.851063399999965,-43.324051200000028,-46.885335300000001,-50.270026799999968,-53.6841504,-56.862817199999995,-59.717730899999964,-62.616792750000016,-65.162669399999999,-67.473089250000015,-69.72464490000003,-72.03506475000006,-73.550817899999998,-74.330768549999959,-76.758916799999966,-76.906077299999993,-78.171657599999975,-78.465978600000014,-78.730867500000016,-78.730867500000016,-78.524842799999959,-78.348250200000052,-77.61244769999999,-76.817780999999997,-75.493336499999998,-73.977583349999961,-72.167509199999955,-70.563459750000021,-68.459064599999962,-66.075064500000053,-63.897089100000017,-61.189335899999989,-58.246125900000017,-55.302915900000066,-52.418570100000025,-49.033878600000058,-45.884643900000022,-42.47052029999999,{"$f":"($C$38*$C7*$D59-SQRT($C$38*$C7)*($D59-$C59))/$D59*BP85","v":-39.232989299999964},-35.583408900000002,-32.169285299999963,-28.6962975,-24.987852899999993,-21.632593499999999,-18.277334099999997,-14.848494450000027,-11.331358499999968,-8.5058768999999792,-5.5920989999999966,-3.2669630999999995,-1.6776297,-0.60335804999999876,0,0,0,0,0,0,0,0,0,0,0,0,0,0,0,0,0,0,0,0,0,0,0,0,0,0,0,0,0,0,0,0,0,0,0,0,0,0,0,0,0,0,0,0,0,0,0,-0.41204940000000018,-2.1191111999999999,-5.2830619500000049,{"$f":"($C$38*$C7*$D59-SQRT($C$38*$C7)*($D59-$C59))/$D59*EB85","v":-8.4470127000000019},-11.875852349999999,-15.186963599999997,-18.30676619999997,-21.220544099999969,-23.825284949999965,-26.10627270000003,-27.872198700000027,-29.314371599999998,-29.961877800000057,-29.90301360000003,-29.461532100000024,-28.755161700000031,-27.62202585000006,-26.459457900000029,-25.267457850000028,-23.751704699999998,-22.118223149999999,-20.278716900000028,-18.336198300000028,-16.069926599999999,-13.244444999999997,-8.9767905000000301,-7.034271900000002,-6.7399508999999957,-6.0924446999999997,-4.0027655999999965,-2.0013828000000027,-0.52977779999999997,-5.8864199999999846E-2,0,0,0,0,0,0,0,0,0,0,0,0,0,0,0,0,0,0,0,0,0,0,0,0,0,0,0,0,0,0,0,0,0]
[null,"3kW uncontrolled charging",{"$f":"($C$38*$C8*$D60-SQRT($C$38*$C8)*($D60-$C60))/$D60*C86","v":0},{"$f":"($C$38*$C8*$D60-SQRT($C$38*$C8)*($D60-$C60))/$D60*D86","v":0},0,0,0,0,0,0,0,0,0,0,0,0,0,0,0,0,0,0,0,0,0,0,0,0,0,0,0,0,0,0,0,0,0,0,0,0,0,0,0,0,0,0,0,0,0,0,0,0,0,0,0,0,0,0,0,0,0,0,0,0,0,0,0,{"$f":"($C$38*$C8*$D60-SQRT($C$38*$C8)*($D60-$C60))/$D60*BP86","v":0},0,0,0,0,0,0,0,0,0,0,0,0,0,0,0,0,0,0,0,0,0,0,0,0,0,0,0,0,0,0,0,0,0,0,0,0,0,0,0,0,0,0,0,0,0,0,0,0,0,0,0,0,0,0,0,0,0,0,0,0,0,0,0,{"$f":"($C$38*$C8*$D60-SQRT($C$38*$C8)*($D60-$C60))/$D60*EB86","v":0},0,0,0,0,0,0,0,0,0,0,0,0,0,0,0,0,0,0,0,0,0,0,0,0,0,0,0,0,0,0,0,0,0,0,0,0,0,0,0,0,0,0,0,0,0,0,0,0,0,0,0,0,0,0,0,0,0,0,0,0,0,0]
[null,"Electric boiler",0,{"$f":"($C$38*$C9*$D61-SQRT($C$38*$C9)*($D61-$C61))/$D61*D87","v":0},0,0,0,0,0,0,0,0,0,0,0,0,0,0,0,0,0,0,0,0,0,0,0,0,0,0,0,0,0,0,0,0,0,0,0,0,0,0,0,0,0,0,0,0,0,0,0,0,0,0,0,0,0,0,0,0,0,0,0,0,0,0,0,{"$f":"($C$38*$C9*$D61-SQRT($C$38*$C9)*($D61-$C61))/$D61*BP87","v":0},0,0,0,0,0,0,0,0,0,0,0,0,0,0,0,0,0,0,0,0,0,0,0,0,0,0,0,0,0,0,0,0,0,0,0,0,0,0,0,0,0,0,0,0,0,0,0,0,0,0,0,0,0,0,0,0,0,0,0,0,0,0,0,{"$f":"($C$38*$C9*$D61-SQRT($C$38*$C9)*($D61-$C61))/$D61*EB87","v":0},0,0,0,0,0,0,0,0,0,0,0,0,0,0,0,0,0,0,0,0,0,0,0,0,0,0,0,0,0,0,0,0,0,0,0,0,0,0,0,0,0,0,0,0,0,0,0,0,0,0,0,0,0,0,0,0,0,0,0,0,0,0]
[null,"Micro CHP",-4.5056945827705661,{"$f":"($C$38*$C10*$D62-SQRT($C$38*$C10)*($D62-$C62))/$D62*D88","v":-3.8994367534602405},-3.3888367162921473,-3.0997376111511787,-3.0274628348659363,-3.1473539343508676,-3.3612022430066131,-3.6724089267760092,-3.9827653190596957,-4.2344515988294802,-4.3670970706000416,-4.3220316218574792,-4.1098838961731508,-3.7625398242611343,-3.2710713455214879,-2.7591958711248319,-2.313643132613457,-1.8731921430163343,-1.4795071851331918,-1.2142162415920676,-1.1130315547927288,-1.1189835951926901,-1.1389654451068452,-1.1134567005355831,-1.0683912517930205,-0.98506268619356474,-0.96508083627940955,-1.0152480339362246,-1.14236661104968,-1.3277301549341831,-1.5266983625900266,-1.6759245183319087,-1.7503250233314223,-1.655517522674899,-1.4263639672763964,-1.1049537856784957,-0.75846000525218793,-0.42727147156863732,-0.19896820765584297,-8.5454294313727461E-2,-4.1239137056873446E-2,-2.2532724371281364E-2,-1.8706412685592082E-2,-4.4640302999708364E-2,-0.10033439531363024,-0.15220217594186283,-0.20321966508438669,-0.2495605510555125,-0.2716681296839395,-0.2763447328553375,-0.25593773719832796,-0.20917170548434783,-0.16368111099893073,-0.12074139097063979,-8.6304585799436201E-2,-0.10628643571359137,-0.1747349003131442,-0.26231492334114348,-0.39793641531168616,-0.56204267205347125,-0.70319105868112053,-0.82818390708030387,-0.96975743945080772,-1.1138818462784374,-1.2401501319061843,{"$f":"($C$38*$C10*$D62-SQRT($C$38*$C10)*($D62-$C62))/$D62*BP88","v":-1.3392090899912512},-1.4850340797902988,-1.7367203595600831,-2.0602562698722551,-2.451390353298271,-2.9768704914662671,-3.6987679628329801,-4.7008364787407189,-5.9622438977896222,-7.5187024623794532,-9.2898596271107401,-11.003622116556686,-12.336454020405121,-13.220332019799349,-13.560023468339987,-13.348300888398509,-12.531170770632421,-11.402408823354081,-10.123995574591005,-9.0547540313122745,-8.2435759539461468,-7.7372273742065989,-7.4383499169799778,-7.3792546587232213,-7.308255319666543,-7.2521360816097671,-7.1114128407249719,-6.8172119866697498,-6.3725095396440841,-5.8202452196762628,-5.1672213586519575,-28.731921831698401,-27.709330113630603,-26.561992131694481,-25.510273678783729,-25.484616133202469,-25.4785932351787,-25.609916503688979,-25.868057912987773,-26.240200736080482,-26.880169788494207,-27.606242191055752,-28.326460336738187,-28.877386864768496,-29.361290583590279,-29.696211896896099,-30.046937294616285,-30.533852462449957,-31.15372912705638,-31.723880745578565,-32.542416678601029,-33.667156747151964,-35.034499148100373,-36.556678211443852,-38.154890339439412,-39.744718593385883,-41.362734010083592,-42.835693950776829,-44.027119546246951,-45.055565521193856,-45.834904433877618,-46.274961455086363,-46.337214129060058,-46.065942802069436,{"$f":"($C$38*$C10*$D62-SQRT($C$38*$C10)*($D62-$C62))/$D62*EB88","v":-45.576016185223892},-44.821828894687378,-43.922875227251531,-42.912642495928516,-41.914094186771607,-40.956212485071205,-40.136857437917506,-39.4630156070181,-38.704202730799338,-37.725746809449738,-36.732161368264421,-35.617033844959415,-34.276649935565409,-32.968621034355102,-31.743370843583481,-30.832660479205241,-30.307054214466866,-30.292960633091248,-30.66216428194836,-31.445237391406859,-32.348455270643534,-33.333536379819293,-34.445315171823076,-35.665602494623101,-36.691591127176309,-37.566597752069633,-38.247932068110615,-38.627591467936995,-38.886985640024719,-39.098871192500958,-39.28088317077929,-39.571403679853873,-40.061017106002197,-40.644563649729243,-41.350182290602056,-41.886726138151602,-42.258700320099649,-42.443603289429397,-42.644189885213031,-42.719548385286444,-42.903102225458866,-43.182299686248761,-43.630523757177741,-44.220888221467696,-45.045784334803244,-45.731431045829247,-46.278502919124335,-46.540980815000239,-46.549244231088856,-46.114969191982929,-45.292795428554108,-44.037165740150598,-42.642238466253339,-41.346351727458945,-40.267048401599325,-39.191937012764257,-38.252268554687731,-37.240108495997099,-36.249365862679007,-35.160714999086487,-33.210139245108287,-31.442659591052692,-29.953196909774324]
[null,"Electric heater",0,{"$f":"($C$38*$C11*$D63-SQRT($C$38*$C11)*($D63-$C63))/$D63*D89","v":0},0,0,0,0,0,0,0,0,0,0,0,0,0,0,0,0,0,0,0,0,0,0,0,0,0,0,0,0,0,0,0,0,0,0,0,0,0,0,0,0,0,0,0,0,0,0,0,0,0,0,0,0,0,0,0,0,0,0,0,0,0,0,0,{"$f":"($C$38*$C11*$D63-SQRT($C$38*$C11)*($D63-$C63))/$D63*BP89","v":0},0,0,0,0,0,0,0,0,0,0,0,0,0,0,0,0,0,0,0,0,0,0,0,0,0,0,0,0,0,0,0,0,0,0,0,0,0,0,0,0,0,0,0,0,0,0,0,0,0,0,0,0,0,0,0,0,0,0,0,0,0,0,0,{"$f":"($C$38*$C11*$D63-SQRT($C$38*$C11)*($D63-$C63))/$D63*EB89","v":0},0,0,0,0,0,0,0,0,0,0,0,0,0,0,0,0,0,0,0,0,0,0,0,0,0,0,0,0,0,0,0,0,0,0,0,0,0,0,0,0,0,0,0,0,0,0,0,0,0,0,0,0,0,0,0,0,0,0,0,0,0,0]
[null,"Ground source heat pump",0,{"$f":"($C$38*$C12*$D64-SQRT($C$38*$C12)*($D64-$C64))/$D64*D90","v":0},0,0,0,0,0,0,0,0,0,0,0,0,0,0,0,0,0,0,0,0,0,0,0,0,0,0,0,0,0,0,0,0,0,0,0,0,0,0,0,0,0,0,0,0,0,0,0,0,0,0,0,0,0,0,0,0,0,0,0,0,0,0,0,{"$f":"($C$38*$C12*$D64-SQRT($C$38*$C12)*($D64-$C64))/$D64*BP90","v":0},0,0,0,0,0,0,0,0,0,0,0,0,0,0,0,0,0,0,0,0,0,0,0,0,0,0,0,0,0,0,0,0,0,0,0,0,0,0,0,0,0,0,0,0,0,0,0,0,0,0,0,0,0,0,0,0,0,0,0,0,0,0,0,{"$f":"($C$38*$C12*$D64-SQRT($C$38*$C12)*($D64-$C64))/$D64*EB90","v":0},0,0,0,0,0,0,0,0,0,0,0,0,0,0,0,0,0,0,0,0,0,0,0,0,0,0,0,0,0,0,0,0,0,0,0,0,0,0,0,0,0,0,0,0,0,0,0,0,0,0,0,0,0,0,0,0,0,0,0,0,0,0]
[null,"Monovalent heat pump",0,{"$f":"($C$38*$C13*$D65-SQRT($C$38*$C13)*($D65-$C65))/$D65*D91","v":0},0,0,0,0,0,0,0,0,0,0,0,0,0,0,0,0,0,0,0,0,0,0,0,0,0,0,0,0,0,0,0,0,0,0,0,0,0,0,0,0,0,0,0,0,0,0,0,0,0,0,0,0,0,0,0,0,0,0,0,0,0,0,0,{"$f":"($C$38*$C13*$D65-SQRT($C$38*$C13)*($D65-$C65))/$D65*BP91","v":0},0,0,0,0,0,0,0,0,0,0,0,0,0,0,0,0,0,0,0,0,0,0,0,0,0,0,0,0,0,0,0,0,0,0,0,0,0,0,0,0,0,0,0,0,0,0,0,0,0,0,0,0,0,0,0,0,0,0,0,0,0,0,0,{"$f":"($C$38*$C13*$D65-SQRT($C$38*$C13)*($D65-$C65))/$D65*EB91","v":0},0,0,0,0,0,0,0,0,0,0,0,0,0,0,0,0,0,0,0,0,0,0,0,0,0,0,0,0,0,0,0,0,0,0,0,0,0,0,0,0,0,0,0,0,0,0,0,0,0,0,0,0,0,0,0,0,0,0,0,0,0,0]
[null,"Air conditioning",0,{"$f":"($C$38*$C14*$D66-SQRT($C$38*$C14)*($D66-$C66))/$D66*D92","v":0},0,0,0,0,0,0,0,0,0,0,0,0,0,0,0,0,0,0,0,0,0,0,0,0,0,0,0,0,0,0,0,0,0,0,0,0,0,0,0,0,0,0,0,0,0,0,0,0,0,0,0,0,0,0,0,0,0,0,0,0,0,0,0,{"$f":"($C$38*$C14*$D66-SQRT($C$38*$C14)*($D66-$C66))/$D66*BP92","v":0},0,0,0,0,0,0,0,0,0,0,0,0,0,0,0,0,0,0,0,0,0,0,0,0,0,0,0,0,0,0,0,0,0,0,0,0,0,0,0,0,0,0,0,0,0,0,0,0,0,0,0,0,0,0,0,0,0,0,0,0,0,0,0,{"$f":"($C$38*$C14*$D66-SQRT($C$38*$C14)*($D66-$C66))/$D66*EB92","v":0},0,0,0,0,0,0,0,0,0,0,0,0,0,0,0,0,0,0,0,0,0,0,0,0,0,0,0,0,0,0,0,0,0,0,0,0,0,0,0,0,0,0,0,0,0,0,0,0,0,0,0,0,0,0,0,0,0,0,0,0,0,0]
[]
[null,"Cable power [kW]"]
[null,null,"00:00:00","01:00:00","02:00:00","03:00:00","04:00:00","05:00:00","06:00:00","07:00:00","08:00:00","09:00:00","10:00:00","11:00:00","12:00:00","13:00:00","14:00:00","15:00:00","16:00:00","17:00:00","18:00:00","19:00:00","20:00:00","21:00:00","22:00:00","23:00:00",1,1.0416666666666701,1.0833333333333299,1.125,1.1666666666666701,1.2083333333333299,1.25,1.2916666666666701,1.3333333333333299,1.375,1.4166666666666701,1.4583333333333299,1.5,1.5416666666666701,1.5833333333333299,1.625,1.6666666666666701,1.7083333333333299,1.75,1.7916666666666701,1.8333333333333299,1.875,1.9166666666666701,1.9583333333333299,2,2.0416666666666701,2.0833333333333299,2.125,2.1666666666666701,2.2083333333333299,2.25,2.2916666666666701,2.3333333333333299,2.375,2.4166666666666701,2.4583333333333299,2.5,2.5416666666666701,2.5833333333333299,2.625,2.6666666666666701,2.7083333333333299,2.75,2.7916666666666701,2.8333333333333299,2.875,2.9166666666666701,2.9583333333333299,3,3.0416666666666701,3.0833333333333299,3.125,3.1666666666666701,3.2083333333333299,3.25,3.2916666666666701,3.3333333333333299,3.375,3.4166666666666701,3.4583333333333299,3.5,3.5416666666666701,3.5833333333333299,3.625,3.6666666666666701,3.7083333333333299,3.75,3.7916666666666701,3.8333333333333299,3.875,3.9166666666666701,3.9583333333333299,4,4.0416666666666696,4.0833333333333304,4.125,4.1666666666666696,4.2083333333333304,4.25,4.2916666666666696,4.3333333333333304,4.375,4.4166666666666696,4.4583333333333304,4.5,4.5416666666666696,4.5833333333333304,4.625,4.6666666666666696,4.7083333333333304,4.75,4.7916666666666696,4.8333333333333304,4.875,4.9166666666666696,4.9583333333333304,5,5.0416666666666696,5.0833333333333304,5.125,5.1666666666666696,5.2083333333333304,5.25,5.2916666666666696,5.3333333333333304,5.375,5.4166666666666696,5.4583333333333304,5.5,5.5416666666666696,5.5833333333333304,5.625,5.6666666666666696,5.7083333333333304,5.75,5.7916666666666696,5.8333333333333304,5.875,5.9166666666666696,5.9583333333333304,6,6.0416666666666696,6.0833333333333304,6.125,6.1666666666666696,6.2083333333333304,6.25,6.2916666666666696,6.3333333333333304,6.375,6.4166666666666696,6.4583333333333304,6.5,6.5416666666666696,6.5833333333333304,6.625,6.6666666666666696,6.7083333333333304,6.75,6.7916666666666696,6.8333333333333304,6.875,6.9166666666666696,6.9583333333333304,7,7.0416666666666696,7.0833333333333304,7.125,7.1666666666666696,7.2083333333333304,7.25,7.2916666666666696,7.3333333333333304,7.375,7.4166666666666696,7.4583333333333304,7.5,7.5416666666666696,7.5833333333333304,7.625,7.6666666666666696,7.7083333333333304,7.75,7.7916666666666696,7.8333333333333304,7.875,7.9166666666666696,7.9583333333333304]
[null,"Household load",{"$f":"($C$39*$D58-SQRT($C$39)*($D58-$C58))/$D58*C84","v":15.924050755840494},{"$f":"($C$39*$D58-SQRT($C$39)*($D58-$C58))/$D58*D84","v":14.867783381215279},13.313780076021333,12.58423391416839,11.430431291285858,10.914106804434898,10.153288130248333,9.8587141853994353,9.2916538743428774,9.027258997340418,8.7116909183374798,8.6126248477980969,8.4247710848989144,8.3322656812826672,8.2471957001793097,8.2511321003331943,8.2874344573078904,8.1988654538455297,8.1063600502292825,8.1345709179987775,8.1737162306401672,8.2334182996407215,8.1238551620243165,8.3318283034877911,8.4947515320790483,8.7735798763124144,8.9793661288015088,9.2103016044959656,9.6450551326025771,9.9658717451440229,10.853092602049715,11.459954292439978,12.715447252631149,13.380042811945026,14.504322433673435,15.082973256294208,16.349181972459835,16.856977592310713,17.508233128880875,17.575807998189202,17.810023807345221,17.87169407642272,17.971853591449296,18.05189372791158,18.222908445708036,18.293763648477935,18.420603208991935,18.682373819225138,19.022435054741123,19.248778063589384,19.289235509615402,19.404047180770313,19.311979154948943,19.211600951024934,18.815992735559714,18.690027930635466,18.660286240583908,18.415573364350863,18.063702928373228,17.859666187063635,17.775033583755153,17.761256183216563,17.872131454217598,17.895749855140892,17.777657850524413,{"$f":"($C$39*$D58-SQRT($C$39)*($D58-$C58))/$D58*BP84","v":17.727796781908562},18.031336971552413,18.365930984632449,18.877225626842336,19.213787839999316,19.896315888903104,20.316198571983929,20.839302414655464,20.753357677962359,20.545384536498887,20.437789598959419,20.623237783986788,20.612084650217458,20.537511736191124,20.488306734267585,20.300452971368404,20.11544216413591,19.656632857311131,19.445379382386086,19.113409636075303,18.985476631074111,18.927961451047938,19.096570590972579,19.536791341515141,19.898940155672356,20.440413865728683,20.529638935883352,20.525265157934598,19.976793403160258,18.781002511969646,17.713582003575095,17.635072689394878,16.633258850231709,15.331841221578577,14.522254923263345,13.22717927263591,12.610476581860942,11.776834504827542,11.383850556131577,10.789235443997841,10.429710896609878,10.083307683068195,9.8622132077584421,9.5374601950631135,9.3248945867534427,9.1726871141366431,9.0814938439050223,8.9190079931086395,8.7116909183374798,8.5262427333101147,8.422584195924534,8.4571370417197258,8.5457060451820901,8.6994443400809551,8.908073548236743,9.0852115551614681,9.2715344957785888,9.4980961935242867,9.9140424764512325,10.774364598972062,11.424526691055034,12.490635066064955,13.222805494687154,14.383606162287698,{"$f":"($C$39*$D58-SQRT($C$39)*($D58-$C58))/$D58*EB84","v":15.245677795988026},16.61598242733411,17.610579532881829,19.227127862743032,19.927151023441851,21.020376821734072,21.610180778124178,22.554698126158613,22.878795072161623,22.985952631906208,22.913785295751691,22.826747114571397,22.851021582187009,23.240506508523961,23.552138187373018,24.256097748225724,24.276435815687449,24.033035072839031,23.645955724373891,23.432952738269343,23.437545205115541,23.599156300322175,23.576193966091189,23.41108384852555,23.330387645370955,23.235257974985451,23.213607774139096,22.922095473854338,22.597998527851317,22.583565060620415,22.815156603007186,23.869455777555459,24.749897278640574,26.960842031738071,28.775522502678037,31.79824044306514,33.32556370277166,35.139806795916741,35.51835727738181,35.439847963201586,35.118375283967829,34.76453664791326,34.748134980605414,34.7094270457589,34.59789570806555,34.565092373449865,34.296761096293523,33.652722293338805,32.797211326561616,31.572553500909187,30.974876744211322,30.170320290537166,29.72813133991767,28.851188861191563,28.365699508879349,27.481321607640353,26.952531853635435,26.029227328652478,25.20848789656792,23.415457626474311,22.071833040615655,19.891067355364591,18.523824368582638]
[null,"Solar PV",{"$f":"($C$39*$C7*$D59-SQRT($C$39*$C7)*($D59-$C59))/$D59*C85","v":0},{"$f":"($C$39*$C7*$D59-SQRT($C$39*$C7)*($D59-$C59))/$D59*D85","v":0},0,0,0,0,0,0,0,0,0,0,0,-7.271459999999999E-2,-0.36963255000000117,-0.99376619999999871,-1.8421032000000011,-2.7995120999999998,-3.775099650000024,-4.7264489999999997,-6.1746814499999871,-7.7319858000000119,-9.1983969000000005,-10.470902399999998,-11.949432600000014,-13.500677399999985,-14.979207599999999,-16.409261399999988,-17.839315200000012,-19.3057263,-20.699422799999986,-22.105238399999998,-23.414101199999998,-24.589653899999984,-25.783385250000009,-26.8316874,-27.783036750000008,-28.71014790000001,-29.661497250000025,-30.285630899999997,-30.606787049999983,-31.606612799999986,-31.667208299999995,-32.188329599999989,-32.309520600000006,-32.418592500000003,-32.418592500000003,-32.333758799999984,-32.261044200000022,-31.958066699999996,-31.630850999999996,-31.085491499999996,-30.461357849999985,-29.716033199999984,-29.055542250000009,-28.189026599999988,-27.207379500000023,-26.31056610000001,-25.195608899999996,-23.983698900000007,-22.771788900000026,-21.584117100000007,-20.190420600000024,-18.89367690000001,-17.487861299999999,{"$f":"($C$39*$C7*$D59-SQRT($C$39*$C7)*($D59-$C59))/$D59*BP85","v":-16.154760299999985},-14.651991900000001,-13.246176299999984,-11.816122500000001,-10.289115899999997,-8.9075384999999994,-7.5259610999999991,-6.1140859500000104,-4.6658534999999874,-3.5024198999999916,-2.3026289999999983,-1.3452200999999999,-0.69078869999999992,-0.24844154999999951,0,0,0,0,0,0,0,0,0,0,0,0,0,0,0,0,0,0,0,0,0,0,0,0,0,0,0,0,0,0,0,0,0,0,0,0,0,0,0,0,0,0,0,0,0,0,0,-0.16966740000000008,-0.87257519999999988,-2.175378450000002,{"$f":"($C$39*$C7*$D59-SQRT($C$39*$C7)*($D59-$C59))/$D59*EB85","v":-3.4781817000000008},-4.8900568499999997,-6.2534555999999988,-7.5380801999999871,-8.7378710999999871,-9.8104114499999859,-10.749641700000012,-11.476787700000012,-12.070623599999999,-12.337243800000023,-12.313005600000011,-12.13121910000001,-11.840360700000012,-11.373775350000026,-10.895070900000013,-10.404247350000011,-9.7801136999999994,-9.1075036499999982,-8.3500599000000104,-7.5501993000000116,-6.6170285999999994,-5.4535949999999991,-3.6963255000000119,-2.8964649000000011,-2.775273899999998,-2.5086537,-1.6481975999999987,-0.82409880000000102,-0.21814379999999997,-2.4238199999999935E-2,0,0,0,0,0,0,0,0,0,0,0,0,0,0,0,0,0,0,0,0,0,0,0,0,0,0,0,0,0,0,0,0,0]
[null,"3kW uncontrolled charging",{"$f":"($C$39*$C8*$D60-SQRT($C$39*$C8)*($D60-$C60))/$D60*C86","v":0},{"$f":"($C$39*$C8*$D60-SQRT($C$39*$C8)*($D60-$C60))/$D60*D86","v":0},0,0,0,0,0,0,0,0,0,0,0,0,0,0,0,0,0,0,0,0,0,0,0,0,0,0,0,0,0,0,0,0,0,0,0,0,0,0,0,0,0,0,0,0,0,0,0,0,0,0,0,0,0,0,0,0,0,0,0,0,0,0,0,{"$f":"($C$39*$C8*$D60-SQRT($C$39*$C8)*($D60-$C60))/$D60*BP86","v":0},0,0,0,0,0,0,0,0,0,0,0,0,0,0,0,0,0,0,0,0,0,0,0,0,0,0,0,0,0,0,0,0,0,0,0,0,0,0,0,0,0,0,0,0,0,0,0,0,0,0,0,0,0,0,0,0,0,0,0,0,0,0,0,{"$f":"($C$39*$C8*$D60-SQRT($C$39*$C8)*($D60-$C60))/$D60*EB86","v":0},0,0,0,0,0,0,0,0,0,0,0,0,0,0,0,0,0,0,0,0,0,0,0,0,0,0,0,0,0,0,0,0,0,0,0,0,0,0,0,0,0,0,0,0,0,0,0,0,0,0,0,0,0,0,0,0,0,0,0,0,0,0]
[null,"Electric boiler",0,{"$f":"($C$39*$C9*$D61-SQRT($C$39*$C9)*($D61-$C61))/$D61*D87","v":0},0,0,0,0,0,0,0,0,0,0,0,0,0,0,0,0,0,0,0,0,0,0,0,0,0,0,0,0,0,0,0,0,0,0,0,0,0,0,0,0,0,0,0,0,0,0,0,0,0,0,0,0,0,0,0,0,0,0,0,0,0,0,0,{"$f":"($C$39*$C9*$D61-SQRT($C$39*$C9)*($D61-$C61))/$D61*BP87","v":0},0,0,0,0,0,0,0,0,0,0,0,0,0,0,0,0,0,0,0,0,0,0,0,0,0,0,0,0,0,0,0,0,0,0,0,0,0,0,0,0,0,0,0,0,0,0,0,0,0,0,0,0,0,0,0,0,0,0,0,0,0,0,0,{"$f":"($C$39*$C9*$D61-SQRT($C$39*$C9)*($D61-$C61))/$D61*EB87","v":0},0,0,0,0,0,0,0,0,0,0,0,0,0,0,0,0,0,0,0,0,0,0,0,0,0,0,0,0,0,0,0,0,0,0,0,0,0,0,0,0,0,0,0,0,0,0,0,0,0,0,0,0,0,0,0,0,0,0,0,0,0,0]
[null,"Micro CHP",-1.8714146632100408,{"$f":"($C$39*$C10*$D62-SQRT($C$39*$C10)*($D62-$C62))/$D62*D88","v":-1.6196089159239944},-1.4075340894930397,-1.2874584175754298,-1.2574394995960272,-1.3072355870677421,-1.3960562679126798,-1.5253141970945774,-1.6542189625355406,-1.7587554298520478,-1.8138489734377745,-1.795131295168265,-1.7070169418051955,-1.5627495536335967,-1.3586209113736603,-1.1460163393313043,-0.96095853908181172,-0.77801972127792407,-0.61450490922541423,-0.5043178220539607,-0.46229133688279733,-0.4647634830693364,-0.47306283098128882,-0.46246791875326437,-0.44375024048375472,-0.40914019387220829,-0.40084084596025588,-0.42167750667537052,-0.47447548594502531,-0.55146518146866907,-0.63410549684725948,-0.69608573338120217,-0.72698756071293968,-0.68760980359878254,-0.59243217541703019,-0.45893628134392284,-0.31502205691325835,-0.17746477981940845,-8.2640315378590179E-2,-3.5492955963881689E-2,-1.7128441435306084E-2,-9.3588391347548712E-3,-7.7696023005512154E-3,-1.854109639904267E-2,-4.167332143022924E-2,-6.3216309627212156E-2,-8.4406134083260934E-2,-0.10365355796417187,-0.11283581522845969,-0.11477821580359748,-0.10630228602117797,-8.6878280269799962E-2,-6.7984020129823144E-2,-5.0149251212648752E-2,-3.584611970481584E-2,-4.4145467616768269E-2,-7.2575148761967023E-2,-0.1089510140781841,-0.16528063075718041,-0.23344123275747064,-0.29206641375253889,-0.34398148366985831,-0.40278324653539377,-0.46264450062373147,-0.51508931615245224,{"$f":"($C$39*$C10*$D62-SQRT($C$39*$C10)*($D62-$C62))/$D62*BP88","v":-0.55623289197128023},-0.61680047354148626,-0.7213369408579936,-0.85571574428343611,-1.0181710651131433,-1.2364262570104458,-1.536262273063536,-1.9524657417544271,-2.4763841514302332,-3.1228503792101874,-3.8584904515760137,-4.5702919714287846,-5.1238761353430586,-5.4909898440441047,-5.632078758547296,-5.5441409870546918,-5.204750632016979,-4.7359257659268996,-4.2049440814324113,-3.7608406772077219,-3.423922468356547,-3.2136134606302633,-3.0894764056919102,-3.0649315256969873,-3.0354423533289863,-3.0121335464273331,-2.9536849473027318,-2.8314902929395167,-2.6467856564309584,-2.4174058066942301,-2.1461760536568062,-11.933640603083695,-11.508912938899124,-11.032372622282104,-10.595547334151831,-10.584890618269144,-10.582389041770861,-10.636933415739433,-10.744150984455867,-10.898718393131809,-11.164525905533425,-11.466095955554504,-11.765234473219246,-11.994058678670239,-12.195045340848329,-12.334153006764883,-12.479824809412928,-12.682062259840162,-12.939524513043503,-13.176333750677017,-13.516308003099743,-13.983462404695203,-14.551380307641526,-15.183608739205718,-15.847417072484244,-16.507743211277159,-17.179776728082039,-17.791562276502262,-18.286414133086719,-18.713573329627621,-19.037267322199519,-19.220042507470108,-19.245898802156368,-19.133227796673673,{"$f":"($C$39*$C10*$D62-SQRT($C$39*$C10)*($D62-$C62))/$D62*EB88","v":-18.929739557997301},-18.616492148882234,-18.243116847054424,-17.82352241784433,-17.408781047040907,-17.010930320753896,-16.670615853927401,-16.390739475299441,-16.075570855433693,-15.669174743828547,-15.256494672059707,-14.793332786555506,-14.236611940015502,-13.693329562424278,-13.18442885222546,-12.806170473073003,-12.587862895220796,-12.582009206214815,-12.735355845559596,-13.060600815560427,-13.435747233549019,-13.844895079302281,-14.306666088273436,-14.813505499437666,-15.239644052767272,-15.603073086437902,-15.886061426229729,-16.043750802375531,-16.1514886990036,-16.239494160213219,-16.315091801991347,-16.435757845962552,-16.639116002661019,-16.881488746426712,-17.174563442659618,-17.397413883432709,-17.5519112479667,-17.628709646464007,-17.712022150162838,-17.743321875309363,-17.819559920671054,-17.935523000825484,-18.121690323827746,-18.3668948521895,-18.709510769394406,-18.994290237959007,-19.221513434451094,-19.330532138246291,-19.333964301201938,-19.153590629369699,-18.812105424742015,-18.290586762685855,-17.711211639377396,-17.17297244000671,-16.724689931514302,-16.278148520264697,-15.887862561308493,-15.467467627618946,-15.0559682999573,-14.603803344739552,-13.793642780005449,-13.059530140819165,-12.440890272793645]
[null,"Electric heater",0,{"$f":"($C$39*$C11*$D63-SQRT($C$39*$C11)*($D63-$C63))/$D63*D89","v":0},0,0,0,0,0,0,0,0,0,0,0,0,0,0,0,0,0,0,0,0,0,0,0,0,0,0,0,0,0,0,0,0,0,0,0,0,0,0,0,0,0,0,0,0,0,0,0,0,0,0,0,0,0,0,0,0,0,0,0,0,0,0,0,{"$f":"($C$39*$C11*$D63-SQRT($C$39*$C11)*($D63-$C63))/$D63*BP89","v":0},0,0,0,0,0,0,0,0,0,0,0,0,0,0,0,0,0,0,0,0,0,0,0,0,0,0,0,0,0,0,0,0,0,0,0,0,0,0,0,0,0,0,0,0,0,0,0,0,0,0,0,0,0,0,0,0,0,0,0,0,0,0,0,{"$f":"($C$39*$C11*$D63-SQRT($C$39*$C11)*($D63-$C63))/$D63*EB89","v":0},0,0,0,0,0,0,0,0,0,0,0,0,0,0,0,0,0,0,0,0,0,0,0,0,0,0,0,0,0,0,0,0,0,0,0,0,0,0,0,0,0,0,0,0,0,0,0,0,0,0,0,0,0,0,0,0,0,0,0,0,0,0]
[null,"Ground source heat pump",0,{"$f":"($C$39*$C12*$D64-SQRT($C$39*$C12)*($D64-$C64))/$D64*D90","v":0},0,0,0,0,0,0,0,0,0,0,0,0,0,0,0,0,0,0,0,0,0,0,0,0,0,0,0,0,0,0,0,0,0,0,0,0,0,0,0,0,0,0,0,0,0,0,0,0,0,0,0,0,0,0,0,0,0,0,0,0,0,0,0,{"$f":"($C$39*$C12*$D64-SQRT($C$39*$C12)*($D64-$C64))/$D64*BP90","v":0},0,0,0,0,0,0,0,0,0,0,0,0,0,0,0,0,0,0,0,0,0,0,0,0,0,0,0,0,0,0,0,0,0,0,0,0,0,0,0,0,0,0,0,0,0,0,0,0,0,0,0,0,0,0,0,0,0,0,0,0,0,0,0,{"$f":"($C$39*$C12*$D64-SQRT($C$39*$C12)*($D64-$C64))/$D64*EB90","v":0},0,0,0,0,0,0,0,0,0,0,0,0,0,0,0,0,0,0,0,0,0,0,0,0,0,0,0,0,0,0,0,0,0,0,0,0,0,0,0,0,0,0,0,0,0,0,0,0,0,0,0,0,0,0,0,0,0,0,0,0,0,0]
[null,"Monovalent heat pump",0,{"$f":"($C$39*$C13*$D65-SQRT($C$39*$C13)*($D65-$C65))/$D65*D91","v":0},0,0,0,0,0,0,0,0,0,0,0,0,0,0,0,0,0,0,0,0,0,0,0,0,0,0,0,0,0,0,0,0,0,0,0,0,0,0,0,0,0,0,0,0,0,0,0,0,0,0,0,0,0,0,0,0,0,0,0,0,0,0,0,{"$f":"($C$39*$C13*$D65-SQRT($C$39*$C13)*($D65-$C65))/$D65*BP91","v":0},0,0,0,0,0,0,0,0,0,0,0,0,0,0,0,0,0,0,0,0,0,0,0,0,0,0,0,0,0,0,0,0,0,0,0,0,0,0,0,0,0,0,0,0,0,0,0,0,0,0,0,0,0,0,0,0,0,0,0,0,0,0,0,{"$f":"($C$39*$C13*$D65-SQRT($C$39*$C13)*($D65-$C65))/$D65*EB91","v":0},0,0,0,0,0,0,0,0,0,0,0,0,0,0,0,0,0,0,0,0,0,0,0,0,0,0,0,0,0,0,0,0,0,0,0,0,0,0,0,0,0,0,0,0,0,0,0,0,0,0,0,0,0,0,0,0,0,0,0,0,0,0]
[null,"Air conditioning",0,{"$f":"($C$39*$C14*$D66-SQRT($C$39*$C14)*($D66-$C66))/$D66*D92","v":0},0,0,0,0,0,0,0,0,0,0,0,0,0,0,0,0,0,0,0,0,0,0,0,0,0,0,0,0,0,0,0,0,0,0,0,0,0,0,0,0,0,0,0,0,0,0,0,0,0,0,0,0,0,0,0,0,0,0,0,0,0,0,0,{"$f":"($C$39*$C14*$D66-SQRT($C$39*$C14)*($D66-$C66))/$D66*BP92","v":0},0,0,0,0,0,0,0,0,0,0,0,0,0,0,0,0,0,0,0,0,0,0,0,0,0,0,0,0,0,0,0,0,0,0,0,0,0,0,0,0,0,0,0,0,0,0,0,0,0,0,0,0,0,0,0,0,0,0,0,0,0,0,0,{"$f":"($C$39*$C14*$D66-SQRT($C$39*$C14)*($D66-$C66))/$D66*EB92","v":0},0,0,0,0,0,0,0,0,0,0,0,0,0,0,0,0,0,0,0,0,0,0,0,0,0,0,0,0,0,0,0,0,0,0,0,0,0,0,0,0,0,0,0,0,0,0,0,0,0,0,0,0,0,0,0,0,0,0,0,0,0,0]
[]
["Results"]
[]
[null,"Total power (3-phase, real) [kW]"]
[null,null,"00:00:00","00:15:00","00:30:00","00:45:00","01:00:00","01:15:00","01:30:00","01:45:00","02:00:00","02:15:00","02:30:00","02:45:00","03:00:00","03:15:00","03:30:00","03:45:00","04:00:00","04:15:00","04:30:00","04:45:00","05:00:00","05:15:00","05:30:00","05:45:00","06:00:00","06:15:00","06:30:00","06:45:00","07:00:00","07:15:00","07:30:00","07:45:00","08:00:00","08:15:00","08:30:00","08:45:00","09:00:00","09:15:00","09:30:00","09:45:00","10:00:00","10:15:00","10:30:00","10:45:00","11:00:00","11:15:00","11:30:00","11:45:00","12:00:00","12:15:00","12:30:00","12:45:00","13:00:00","13:15:00","13:30:00","13:45:00","14:00:00","14:15:00","14:30:00","14:45:00","15:00:00","15:15:00","15:30:00","15:45:00","16:00:00","16:15:00","16:30:00","16:45:00","17:00:00","17:15:00","17:30:00","17:45:00","18:00:00","18:15:00","18:30:00","18:45:00","19:00:00","19:15:00","19:30:00","19:45:00","20:00:00","20:15:00","20:30:00","20:45:00","21:00:00","21:15:00","21:30:00","21:45:00","22:00:00","22:15:00","22:30:00","22:45:00","23:00:00","23:15:00","23:30:00","23:45:00","00:00:00","00:15:00","00:30:00","00:45:00","01:00:00","01:15:00","01:30:00","01:45:00","02:00:00","02:15:00","02:30:00","02:45:00","03:00:00","03:15:00","03:30:00","03:45:00","04:00:00","04:15:00","04:30:00","04:45:00","05:00:00","05:15:00","05:30:00","05:45:00","06:00:00","06:15:00","06:30:00","06:45:00","07:00:00","07:15:00","07:30:00","07:45:00","08:00:00","08:15:00","08:30:00","08:45:00","09:00:00","09:15:00","09:30:00","09:45:00","10:00:00","10:15:00","10:30:00","10:45:00","11:00:00","11:15:00","11:30:00","11:45:00","12:00:00","12:15:00","12:30:00","12:45:00","13:00:00","13:15:00","13:30:00","13:45:00","14:00:00","14:15:00","14:30:00","14:45:00","15:00:00","15:15:00","15:30:00","15:45:00","16:00:00","16:15:00","16:30:00","16:45:00","17:00:00","17:15:00","17:30:00","17:45:00","18:00:00","18:15:00","18:30:00","18:45:00","19:00:00","19:15:00","19:30:00","19:45:00","20:00:00","20:15:00","20:30:00","20:45:00","21:00:00","21:15:00","21:30:00","21:45:00","22:00:00","22:15:00","22:30:00","22:45:00","23:00:00","23:15:00","23:30:00","23:45:00"]
[null,"Transformer",{"$f":"SUM(C97:C105)","v":29.046680329121806},27.427356269500578,24.663632310240594,23.415559328119521,21.056742997571863,19.848943235609205,18.032030870723052,17.100149486251624,15.594982775541535,14.786209849039196,13.988654508587835,13.824985258430608,13.641320387304958,13.617160650310547,13.208298092136236,12.212714510528919,10.674510227003566,8.6032082016902844,6.4326979006669376,4.4470100011795886,1.1135388949393599,-2.5486442365210547,-6.3607624693243539,-8.9874195919634587,-12.189787008385739,-15.286268918068256,-18.423406465362287,-21.459974615252673,-24.144044388805952,-27.214723372014944,-28.9289864495682,-31.213663380923975,{"$f":"SUM(AI97:AI105)","v":-31.821375484193446},-33.18116214720915,-33.482185039947943,-34.487419690935347,-33.783412191789864,-34.633841182619982,-35.343745995365978,-36.603603285092142,-36.845840185072184,-39.125341216448973,-39.05763679086462,-40.180504403259683,-40.170187189746635,-40.337650178446538,-40.121413527717365,-39.410172462953213,-38.539169876925719,-37.331133575326,-36.430815024709922,-34.817693418112086,-33.450439316533505,-31.80892484340367,-31.003995034832361,-29.184992742619038,-26.932107595188601,-25.357328394969031,-23.526596533583618,-21.177403329119045,-18.55366473666114,-15.823341114046345,-12.34660616552903,-9.291731308380518,{"$f":"SUM(BO97:BO105)","v":-6.2526988138887711},-3.2192852959233855,0.92403691797049414,4.7914722278622985,9.0182347710329012,13.044690324266456,17.312573328408053,20.830638616616604,24.359602686179713,26.434243498217807,27.265061900838333,28.180977400215863,29.183094794582331,29.416096357745182,29.449363005426392,29.609353431935517,29.425263415067018,29.852571115020247,30.014610328762693,30.847907199739446,31.217680149353971,31.759300171849503,32.144462822647242,32.798603972703297,33.785255409514768,34.61931139620512,35.816329341714187,36.145052046508717,36.430037240568375,35.719095924148824,33.751798801326231,32.155740840430248,{"$f":"SUM(CU97:CU105)","v":8.4256192704632298},7.3373640665443851,5.7425824167969353,5.0884822045265992,2.3853828254178637,1.091997664065449,-0.7958303996015772,-1.8819988595028576,-3.5070106589940941,-4.9045069630441525,-6.3604596372552962,-7.5465293957140958,-8.7817186784159063,-9.7135034730226728,-10.36912975417453,-10.912001662802474,-11.741278599471787,-12.797977547868502,-13.758873150203097,-14.795820225120707,-15.847756579706594,-17.028481865744595,-18.226730480243589,-19.385355626450178,-20.601949650575833,-21.827377951462008,-22.82296670438442,-23.137983034275287,-22.353708688092425,-21.763139742433847,-20.368929039720992,-20.595542030435293,{"$f":"SUM(EA97:EA105)","v":-21.04238529061886},-21.900002838645328,-21.687388921494918,-22.003905421065127,-20.707367355377258,-21.147630563928445,-20.491035496333875,-20.70993644877684,-19.811898841832836,-19.812378459941879,-19.255645068700741,-18.355253817442396,-16.982036428049337,-14.88413520567989,-11.622315931863593,-8.577882016407159,-4.9919111257409945,-2.9076988920231628,-1.7729752394013403,-1.1182585478669402,-0.40761569910997864,0.96511456464873646,3.1460336923095014,6.2535271853289132,6.6278672976959214,5.7261707382243472,5.2982297084272432,6.6609569754081619,7.6684566368766625,8.197787059116763,8.4264034286551279,8.7912248471425372,{"$f":"SUM(FG97:FG105)","v":10.722139180001498},12.087638110962587,16.162607694999103,19.280566386290687,25.11296516168359,27.959099450190607,31.596852247025687,32.193881023859156,31.953101426865146,31.092196577017901,30.067452222585935,29.584669426673543,28.912746371422749,27.852850928200013,27.098086767207199,25.985634153183526,24.366150322959072,22.555303811735833,20.40919405208053,19.97204787711393,19.532456909331266,19.995680957675816,19.443827867357264,19.500192933707964,18.711897871437614,18.537393036049025,17.604127269673597,16.865551304821899,14.176242353228119,13.295767356565435,10.468318936826929,9.0769663034883088]
[null,"Cable",{"$f":"SUM(C109:C117)","v":14.052636092630452},{"$f":"SUM(D109:D117)","v":13.248174465291285},11.906245986528294,11.296775496592961,10.172991791689832,9.6068712173671553,8.7572318623356527,8.3333999883048584,7.637434911807337,7.26850356748837,6.8978419448997048,6.8174935526298324,6.7177541430937193,6.6968015276490709,6.5189422388056482,6.1113495610018909,5.4843727182260773,4.6213336325676062,3.7167554910038438,2.903804095944817,1.5367434437573828,3.666901657137317E-2,-1.5476045689569728,-2.6015420152654714,-3.8984313084047204,-5.1362377175597782,-6.4006823171587461,-7.6206373021793929,-8.6687355533424597,-9.8913197363246468,-10.480435694797531,-11.341369840941223,-11.425641508081789,-11.89722089165374,-11.871494991743605,-12.207650425049714,-11.748876834453432,-12.030635087508704,-12.235904436497741,-12.745315857774678,-12.813891684090068,-13.744277562712021,-13.703124310851249,-14.154976968487452,-14.128285475722199,-14.188045161149279,-14.082395425091329,-13.755038538739019,-13.351444960487358,-12.824066852214209,-12.447917776405772,-11.768322599499484,-11.217362715180863,-10.554581500187698,-10.275395634145111,-9.5431441369812902,-8.6196684081780823,-8.0039437497273305,-7.2971866023839489,-6.3574739456938438,-5.2888217299974114,-4.1668424004533025,-2.7210723923178199,-1.4605715454828494,-0.22529276562803779,{"$f":"SUM(BP109:BP117)","v":1.0168035899372969},2.7625445980109262,4.3984177437744716,6.2053873825588992,7.9065008748861763,9.7523511318926577,11.253975198920394,12.772750722901026,13.61112002653214,13.920114257288706,14.276670147383406,14.707725712558005,14.797419814874401,14.798080342147021,14.856227975720289,14.756311984313712,14.910691532118932,14.92070709138423,15.240435300953674,15.352568958867582,15.561554162717563,15.714347990417675,16.007094185280668,16.471859815818153,16.863497802343371,17.428280319301351,17.575953988580618,17.693774864995081,17.330007746729301,16.363596705275416,15.567405949918289,5.7014320863111827,5.1243459113325844,4.299468599296473,3.9267075891115137,2.6422886543667659,2.0280875400900804,1.1399010890881094,0.63969957167570968,-0.10948294913396772,-0.73481500892354745,-1.3827882724863088,-1.9030212654608043,-2.4565984836071255,-2.8701507540948867,-3.1614658926282395,-3.3983309655079061,-3.7630542667315225,-4.2278335947060235,-4.6500910173669023,-5.0937238071752091,-5.5263253629754772,-6.0056742624594364,-6.4841643991247633,-6.9393435242475014,-7.4225316561156909,-7.9082422323034507,-8.2934660829779752,-8.3723716566354867,-7.9392087306555599,-7.6127406311444847,-6.8990748414051524,-6.8956685074692139,-6.9250000843859763,{"$f":"SUM(EB109:EB117)","v":-7.1622434620092754},-6.8905665715481241,-6.8859929141725935,-6.1344747551012855,-6.2195011235990432,-5.8009649490198107,-5.8100767758032354,-5.3128290491408396,-5.2673993832720694,-5.0204659119223614,-4.6557149763080279,-4.0978047719841193,-3.2259510578285049,-1.8265984039003431,-0.52736156485245544,1.0456799251527098,1.9084592204666535,2.3435222166242173,2.5605399788142851,2.822152622708904,3.3847693715665237,4.3006662210198936,5.5732023778177417,5.7011134490878828,5.3154696926036848,5.123531188547549,5.6793487479093674,6.0542458714788054,6.2283660288477165,6.319832700407197,6.5000648010158386,7.4336979315929064,8.110781275979555,10.07935328531136,11.600959060018418,14.400826559632431,15.77365245480496,17.511097149452734,17.806335127218972,17.696526087892224,17.298815363296775,16.829013647087777,16.626444656777668,16.342532193569401,15.888384938671145,15.570802135490858,15.075247661842429,14.322190155092514,13.463247025359678,12.418962871539488,12.162771319469307,11.879733527851311,12.016919700540274,11.678216421184853,11.641009577365047,11.203173087375657,11.064669292326942,10.561759701033532,10.15251959661062,8.811654281734759,8.2781902606102058,6.8315372145454258,6.0829340957889926]